## notes
DB Tables | SQL to make local Tables from msrp, survey, and ocr data
msrp_survey_match | MSRP data prior to new ERP |  | import E:\_UNHCR\CODE\kobo_gen_survey\MSRP_precloud erp.csv csv from E:\_UNHCR\CODE\kobo_gen_survey\MSRP Data (Pre-Cloud ERP Migration).xlsx -- fix up some ids
MSRP_precloud erp.csv | from Adam excel E:\_UNHCR\CODE\kobo_gen_survey\UNHCR_Generator_-_CloudERP_Update_Survey_-_all_versions_-_EnglishEN_-_2024-02-08-12-32-01.xlsx
pics_with_hrs_match_aid | with survey as (select distinct * from
(select caid, abs(aid::int) as msid, abs(aid::int)=caid as x ,hrs from
(select scdfp.asset_id as caid, gsr.asset_id as aid,scdfp.hours_num as hrs, scdfp.starts, gsr.* from survey_controller_data_from_photos scdfp , gen_survey_results gsr
where scdfp.original_filename = split_part(gsr.control_screen_photo_url,'?',2)) as a
where length(aid) > 5) as b)
-- select * from survey
select survey.*, "MSRP_ASSET_ID" , "ASSET_NUMBER", "TAG_NUMBER", "MODEL_" , "DATE_PLACED_IN_SERVICE" ,"VENDOR_NAME" ,"YTD_DEPRECIATION" ,"LIFE_IN_MONTHS" ,"ASSET_DESCRIPTION" ,"ASSET_LOCATION_SEGMENT1" , "ASSET_LOCATION_SEGMENT2" from msrp_precloud_erp mpe, survey
where survey.caid is not null and ("ASSET_NUMBER" = survey.caid or "TAG_NUMBER" = survey.caid or "MSRP_ASSET_ID" = survey.msid)
Total Generators Pre ERP | 3448 | E:\_UNHCR\CODE\kobo_gen_survey\MSRP_precloud erp.csv
Total Survey responses | 583
Total survey to Pre ERP ID matches | 469 | msrp_survey_match
Total (usable) Survey controller photos | 387
Total Survey controller photos ID matches | 69 | select s.* from survey_controller_data_from_photos s, msrp_precloud_erp m where s.asset_id = m."TAG_NUMBER" or s.asset_id = m."ASSET_NUMBER" or s.asset_id = m."MSRP_ASSET_ID" -- 3 -- m."ASSET_NUMBER" -- 3
Total controller photos with usable runtime | 30
TODO
Validate reasonableness of runtime with purchase date
Validate generator kVa with between erp and survey and or on the ground personel

## DB Tables
-- public.survey_controller_data_from_photos definition | -- public.gen_survey_results definition | imported from E:\_UNHCR\CODE\kobo_gen_survey\MSRP_precloud erp.csv | -- public.msrp_precloud_erp definition | imported from E:\_UNHCR\CODE\kobo_gen_survey\MSRP_precloud erp.csv | drop view vw_gen_survey_cln; | view by Adam used to match survey to msrp data | select | SQL from Adam to get matches between survey and msrp data --- does not use runtime hrs
|  |  |  | provided by Adam |  |  | vw_gen_survey_cln."index" as "survey_index"
-- Drop table | -- Drop table |  | -- Drop table |  | create or replace view vw_gen_survey_cln |  | , vw_gen_survey_cln."asset_id" as "survey_asset_id"
[5 empty] | as |  | , survey_msrp_match."MSRP_ASSET_ID" as "msrp_asset_id_match"
-- DROP TABLE public.survey_controller_data_from_photos; | -- DROP TABLE public.gen_survey_results; |  | -- DROP TABLE public.msrp_precloud_erp; |  | select |  | , vw_gen_survey_cln."asset_id_issue" as "survey_asset_id_issue"
[5 empty] | "index" |  | , vw_gen_survey_cln."dupe_asset_id" as "survey_asset_id_duplicate"
CREATE TABLE public.survey_controller_data_from_photos ( | CREATE TABLE public.gen_survey_results ( |  | CREATE TABLE public.msrp_precloud_erp ( |  | , "asset_id" |  | , vw_gen_survey_cln."gen_make" as "survey_gen_make"
original_filename varchar(256) NULL, | "index" int8 NULL, |  | "index" int4 NULL, |  | , "asset_id_num" |  | , vw_gen_survey_cln."gen_manufacturer" as "survey_gen_manufacturer"
page int4 NULL, | asset_id text NULL, |  | "MSRP_ASSET_ID" int4 NULL, |  | , "kva_rating" |  | , vw_gen_survey_cln."gen_model" as "survey_gen_model"
file_url varchar(256) NULL, | nameplate_photo text NULL, |  | "INTERFACE_LINE_NUMBER" int4 NULL, |  | , case when "gen_make" <> 'Other' then "gen_make" |  | , vw_gen_survey_cln."kva_rating" as "survey_kva_rating"
platform_link varchar(128) NULL, | nameplate_photo_url text NULL, |  | "ASSET_BOOK" varchar(50) NULL, |  | else "gen_make_other" |  | , survey_msrp_match."ASSET_DESCRIPTION_" as "msrp_asset_desc_one"
starts int4 NULL, | control_screen_photo text NULL, |  | "ASSET_NUMBER" int4 NULL, |  | end as "gen_make" |  | , survey_msrp_match."ASSET_DESCRIPTION" as "msrp_asset_desc_two"
"text" varchar(2048) NULL, | control_screen_photo_url text NULL, |  | "ASSET_DESCRIPTION" varchar(50) NULL, |  | , case when "gen_manufacturer" like 'Other%' then "gen_manufacturer_other" |  | , survey_msrp_match."MANUFACTURER" as "msrp_manufacturer"
hours varchar(50) NULL, | kva_rating int8 NULL, |  | "TAG_NUMBER" int4 NULL, |  | when "gen_manufacturer" is null then "gen_manufacturer_other" |  | , survey_msrp_match."MODEL_" as "msrp_model"
asset_id int4 NULL, | gen_make text NULL, |  | "MANUFACTURER" varchar(50) NULL, |  | else "gen_manufacturer" |  | , survey_msrp_match."ASSET_KEY_SEGMENT1" as "msrp_custodian"
hours_num int4 NULL | gen_make_other text NULL, |  | "SERIAL_NUMBER" varchar(50) NULL, |  | end as "gen_manufacturer" |  | from vw_gen_survey_cln
); | gen_manufacturer text NULL, |  | "MODEL_" varchar(50) NULL, |  | , case when "gen_model" is not null then "gen_model" |  | left join (select
| gen_manufacturer_other text NULL, |  | "ASSET_TYPE" varchar(50) NULL, |  | else "gen_model_other" |  | survey."index"
| gen_model text NULL, |  | "ASSET_COST" float4 NULL, |  | end as "gen_model" |  | , msrp."MSRP_ASSET_ID"
imported from E:\_UNHCR\CODE\kobo_gen_survey\survey_controller_data_from_photos.csv | gen_model_other text NULL, |  | "DATE_PLACED_IN_SERVICE" varchar(50) NULL, |  | , case when ("asset_id_num" < 0 |  | , msrp."ASSET_DESCRIPTION"
ocr using https://app.nanonets.com/#/ocr/test/569ee93f-19d2-4d64-9584-e3e57a6d5cc9?page=1&rowsPerPage=2000&query=&filters=%5B%7B%22type%22%3A%22global%22%2C%22name%22%3A%22Review%20status%22%2C%22actions_supported%22%3A%5B%22Approved%22%2C%22Pending%22%2C%22Rejected%22%2C%22Moderated%22%5D%2C%22value%22%3A%22global-moderated_status%22%2C%22id%22%3A%22is_moderated%22%2C%22action%22%3A%22Approved%22%2C%22text%22%3A%22%22%2C%22input_type%22%3A%22dropdown%22%2C%22screenType%22%3A%22test%22%7D%5D | survey_index int8 NULL, |  | "PRORATE_CONVENTION" varchar(50) NULL, |  | or length("asset_id_num"::varchar) not in (6,7) |  | , msrp."TAG_NUMBER"
free plan, zero training model | "_parent_table_name" text NULL, |  | "ASSET_UNITS" int4 NULL, |  | or "asset_id_num" is null) then true |  | , msrp."MANUFACTURER"
| "_parent_index" int8 NULL, |  | "ASSET_CATEGORY_SEGMENT1" varchar(50) NULL, |  | else false |  | , msrp."MODEL_"
E:\_UNHCR\CODE\nanonets-ocr-sample-python\images | "_submission__id" int8 NULL, |  | "ASSET_CATEGORY_SEGMENT2" varchar(50) NULL, |  | end as "asset_id_issue" |  | , msrp."ASSET_KEY_SEGMENT1"
| "_submission__uuid" text NULL, |  | "INV_GROUP_DESC" varchar(50) NULL, |  | , "dupe_asset_id" |  | , msrp."ASSET_KEY_SEGMENT2"
| "_submission__submission_time" text NULL, |  | "PROFILE_DESC" varchar(50) NULL, |  | from gen_survey_results |  | , msrp."ASSET_DESCRIPTION_"
| "_submission__validation_status" float8 NULL, |  | "CATEGORY_DESC" varchar(50) NULL, |  |  |  | from vw_gen_survey_cln as survey
| "_submission__notes" float8 NULL, |  | "VENDOR_ID" int4 NULL, |  |  |  | left join msrp_precloud_erp as msrp
| "_submission__status" text NULL, |  | "VENDOR_NAME" varchar(50) NULL, |  |  |  | on survey."asset_id_num" = msrp."MSRP_ASSET_ID"
| "_submission__submitted_by" float8 NULL, |  | "VENDOR_CLASS" varchar(50) NULL, |  |  |  | where survey."asset_id_issue" = false
| "_submission___version__" text NULL, |  | "AR_NUM" varchar(50) NULL, |  |  |  | and survey."dupe_asset_id" = false) as survey_msrp_match
| "_submission__tags" float8 NULL, |  | "POSTING_STATUS" varchar(50) NULL, |  |  |  | on vw_gen_survey_cln."index" = survey_msrp_match."index";
| asset_id_num int8 NULL, |  | "QUEUE_NAME" varchar(50) NULL,
| dupe_asset_id bool NULL |  | "ASSET_KEY_SEGMENT1" varchar(50) NULL,
| ); |  | "ASSET_KEY_SEGMENT2" varchar(50) NULL,
| CREATE INDEX ix_gen_survey_results_index ON public.gen_survey_results USING btree (index); |  | "ASSET_KEY_SEGMENT3" varchar(50) NULL,
"IN_PHYSICAL_INVENTORY" varchar(50) NULL,
"IN_USE" varchar(50) NULL,
"ASSET_OWNERSHIP" varchar(50) NULL,
"BOUGHT" varchar(50) NULL,
"DEPRECIATE" varchar(50) NULL,
"YTD_DEPRECIATION" int4 NULL,
"DEPRECIATION_RESERVE" float4 NULL,
"DEPRECIATION_METHOD_" varchar(50) NULL,
"LIFE_IN_MONTHS" int4 NULL,
"INVOICE_COST" float4 NULL,
"COST_CLEARING_ACCOU_SEGMENT1" int4 NULL,
"COST_CLEARING_ACCOU_SEGMENT2" int4 NULL,
"COST_CLEARING_ACCOU_SEGMENT3" int4 NULL,
"COST_CLEARING_ACCOU_SEGMENT4" int4 NULL,
"COST_CLEARING_ACCOU_SEGMENT5" int4 NULL,
"COST_CLEARING_ACCOU_SEGMENT6" int4 NULL,
"COST_CLEARING_ACCOU_SEGMENT7" int4 NULL,
"COST_CLEARING_ACCOU_SEGMENT8" int4 NULL,
"ATTRIBUTE2" varchar(50) NULL,
"ATTRIBUTE_DATE1" varchar(50) NULL,
"AI_ATTRIBUTE2" varchar(50) NULL,
"GROUP_ASSET_NUMBER" varchar(50) NULL,
"MSRP_CATEGORY_ID" int4 NULL,
"MSRP_PROFILE_ID" varchar(50) NULL,
"MSRP_ITEM_ID" int4 NULL,
"MSRP_ASSET_BOOK" varchar(50) NULL,
"MSRP_ASSET_ID_1" int4 NULL,
"INTERFACE_LINE_NUMBER_1" int4 NULL,
"ASSET_DESCRIPTION_" varchar(50) NULL,
"AR_NUM_1" int4 NULL,
"UNIT_ASSIGNED" int4 NULL,
"EMPLOYEE_EMAIL_ADDRESS" varchar(50) NULL,
"ASSET_LOCATION_SEGMENT1" varchar(50) NULL,
"ASSET_LOCATION_SEGMENT2" varchar(50) NULL,
"DEPRECIATION_EXP_ACC_SEGMENT1" int4 NULL,
"DEPRECIATION_EXP_ACC_SEGMENT2" int4 NULL,
"DEPRECIATION_EXP_ACC_SEGMENT3" int4 NULL,
"DEPRECIATION_EXP_ACC_SEGMENT4" int4 NULL,
"DEPRECIATION_EXP_ACC_SEGMENT5" int4 NULL,
"DEPRECIATION_EXP_ACC_SEGMENT6" int4 NULL,
"DEPRECIATION_EXP_ACC_SEGMENT7" int4 NULL,
"DEPRECIATION_EXP_ACC_SEGMENT8" int4 NULL
);

## msrp_survey_match
Gen Survey - MSRP Comparison
Survey Data
MSRP Data
|  | Matches | Issue Records
|  | 255 | 15 | 15
survey_index | survey_asset_id | msrp_asset_id_match | survey_asset_id_issue | survey_asset_id_duplicate | survey_gen_make | survey_gen_manufacturer | survey_gen_model | survey_kva_rating | msrp_asset_desc_one | msrp_asset_desc_two | msrp_manufacturer | msrp_model | msrp_custodian
9 | 1006901 | 1006901 | FALSE | FALSE | Perkins | 1106A-70TA | PERKIN 150 KVA | 150 | GENERATOR, PERKINS 150 KVA | GENERATOR, PERKINS 150 KVA |  |  | UNHCR
44 | 1009028 | 1009028 | FALSE | FALSE | Fujian Yihua | China made | BGTFD6500T | 8 | GENERATOR | GENERATOR | BG | BGTF6500T | OTHER
117 | 1009031 | 1009031 | FALSE | FALSE | BGTFD6500T | BGTFD6500T | BG 5KVA | 5 | GENERATOR | GENERATOR | BG | BGTF6500T | UNHCR
1 | 1009035 | 1009035 | FALSE | FALSE | Perkins | Perkens | Perkens | 100 | GENERATOR, PERKINS, 100 KVA | GENERATOR, PERKINS, 100 KVA |  |  | OTHER
195 | 1010224 | 1010224 | FALSE | FALSE | Perkins | Perkins 2502/1500 | Perkins 45KVA | 45 | GENERATOR, 45 KVA, PRIME | GENERATOR, 45 KVA, PRIME |  |  | OTHER
302 | 1011563 | 1011563 | FALSE | FALSE | Perkins | Perkins | Perkins 250KVA Water-Cooled | 250 | PERKINS GEN 250 KVA, WATER COO | PERKINS GEN 250 KVA, WATER COO |  |  | UNHCR
119 | 1012064 | 1012064 | FALSE | FALSE | Meico | Meico MPG 0200PKSD C75-50 | Meico 200KVA | 200 | GEN, PERKINS, 200 KVA PRIME PO | GEN, PERKINS, 200 KVA PRIME PO | PERKINS | MPG0200PKSD C75-50 | UNHCR
320 | 1014170 | 1014170 | FALSE | FALSE | Perkins | TGBF5012N05314C | PERKINS GEN 350 KVA, WATER COO | 350 | PERKINS GEN 350 KVA, WATER COO | PERKINS GEN 350 KVA, WATER COO |  |  | UNHCR
322 | 1014178 | 1014178 | FALSE | FALSE | Perkins | MGBF5083N07176C | PERKINS GEN 500 KVA, WATER COO | 500 | PERKINS GEN 500 KVA, WATER COO | PERKINS GEN 500 KVA, WATER COO |  |  | UNHCR
353 | 1014342 | 1014342 | FALSE | FALSE | Perkins | DK32000U486098C | GEN, PERKINS, 60 KVA WATER COOLER | 60 | GEN, PERKINS, 60 KVA PRIME POW | GEN, PERKINS, 60 KVA PRIME POW |  |  | OTHER
346 | 1014343 | 1014343 | FALSE | FALSE | Perkins | DK32000U486055C | GEN, PERKINS, 60 KVA WATER COOLER | 60 | GEN, PERKINS, 60 KVA PRIME POW | GEN, PERKINS, 60 KVA PRIME POW |  |  | OTHER
345 | 1014345 | 1014345 | FALSE | FALSE | Perkins | DK32000U486023C | GEN, PERKINS, 60 KVA WATER COOLER | 60 | GEN, PERKINS, 60 KVA PRIME POW | GEN, PERKINS, 60 KVA PRIME POW |  |  | OTHER
355 | 1014347 | 1014347 | FALSE | FALSE | Perkins | DK32000U486034C | GEN, PERKINS, 60 KVA WATER COOLER | 60 | GEN, PERKINS, 60 KVA PRIME POW | GEN, PERKINS, 60 KVA PRIME POW |  |  | OTHER
47 | 1023279 | 1023279 | FALSE | FALSE | Fujian Yihua | China made | 2100ABD | 13 | GENERATOR | GENERATOR | AC POWER | K4100D | OTHER
46 | 1023280 | 1023280 | FALSE | FALSE | Fujian Yihua | China made | 2100ABD | 13 | GENERATOR | GENERATOR | AC POWER | K4100D | OTHER
22 | 1024024 | 1024024 | FALSE | FALSE | Perkins | Perkins 1103A-33T | Model Year: 2015 | 60 | GEN, PERKINS, 60 KVA PRIME POW | GEN, PERKINS, 60 KVA PRIME POW |  |  | UNHCR
124 | 1029474 | 1029474 | FALSE | FALSE | Perkins | Perkins 1103A-33G | WPS30S | 33 | GEN, PERKINS, 30 KVA PRIME POW | GEN, PERKINS, 30 KVA PRIME POW |  |  | OTHER
54 | 1027458 | 1027458 | FALSE | FALSE | Fujian Yihua | China made | KDE6500T | 6 | GENERATOR | GENERATOR | Genline | Genline | OTHER
122 | 1027460 | 1027460 | FALSE | FALSE | Brand (Not idenitifiable) | Manufacturer (Engine (Not idenitifiable) | KDE6500T | 5 | GENERATOR | GENERATOR | Genline | Genline | UNHCR
123 | 1027462 | 1027462 | FALSE | FALSE | Brand (Not idenitifiable) | Manufacturer (Engine (Not idenitifiable) | KDE6500T | 5 | GENERATOR | GENERATOR | Genline | Genline | OTHER
20 | 1021143 | 1021143 | FALSE | FALSE | Perkins | Perkins 07593C | Perkings 500KVA | 500 | GENERATOR, PERKINS, 500 KVA | GENERATOR, PERKINS, 500 KVA |  | PERKINS | UNHCR
34 | 1019746 | 1019746 | FALSE | FALSE | Kohler SDMO | John Deere | J44K | 44 | GENERATOR SDMO T33 (30KVA) | GENERATOR SDMO T33 (30KVA) |  |  | UNHCR
31 | 1018402 | 1018402 | FALSE | FALSE | Kohler SDMO | John Deere | J44K | 40 | GENERATOR SDMO T33 (30KVA) | GENERATOR SDMO T33 (30KVA) |  |  | UNHCR
207 | 1016862 | 1016862 | FALSE | FALSE | FG WILSON | 11D3A-33TG2 | P65-5 | 65 | GENERATOR, PERKINS, WC/60 KVA | GENERATOR, PERKINS, WC/60 KVA |  |  | UNHCR
362 | 1042250 | 1042250 | FALSE | FALSE | Perkins | DK32000U511110D | GENERATOR, PERKINS, WC/60 KVA WATER COOL | 60 | GENERATOR, PERKINS, WC/60 KVA | GENERATOR, PERKINS, WC/60 KVA | Perkins Generator | 60 KVA Generator | OTHER
352 | 1042868 | 1042868 | FALSE | FALSE | Perkins | DK83403S021453E | GENERATOR, PERKINS, WC/60 KVA WATER COOLER | 60 | GENERATOR, PERKINS, WC/60 KVA | GENERATOR, PERKINS, WC/60 KVA | Perkins 60 KVA generator | 60 KVA generator | OTHER
58 | 1032131 | 1032131 | FALSE | FALSE | Perkins | Perkins GG44PS-O | Perkins 44KVA | 40 | GENERATOR | GENERATOR |  | Parkins | OTHER
59 | 1032132 | 1032132 | FALSE | FALSE | Perkins | Perkins GG44PS-O | Perkins 44KVA | 40 | GENERATOR | GENERATOR |  | Parkins | OTHER
61 | 1032134 | 1032134 | FALSE | FALSE | Perkins | Perkins GG44PS-O | Perkins 44KVA | 44 | GENERATOR | GENERATOR |  | parkins | OTHER
150 | 1035479 | 1035479 | FALSE | FALSE | Perkins | Perkins WPS80S | Perkins 88KVA | 88 | GENERATOR, POWERLINK, 80 KVA | GENERATOR, POWERLINK, 80 KVA |  |  | UNHCR
151 | 1035480 | 1035480 | FALSE | FALSE | Perkins | Perkins WPS80S | Perkins WPS80S | 88 | GENERATOR, POWERLINK, 80 KVA | GENERATOR, POWERLINK, 80 KVA |  |  | UNHCR
56 | 1035481 | 1035481 | FALSE | FALSE | Perkins | Perkins WPS80S | Perkins 88KVA | 40 | GENERATOR, POWERLINK, 80 KVA | GENERATOR, POWERLINK, 80 KVA |  |  | OTHER
57 | 1035482 | 1035482 | FALSE | FALSE | Perkins | Perkins WPS80S | Perkins 88KVA | 88 | GENERATOR, POWERLINK, 80 KVA | GENERATOR, POWERLINK, 80 KVA |  |  | OTHER
126 | 1035483 | 1035483 | FALSE | FALSE | Perkins | Perkins WPS100S | Perkins 110KVA | 110 | GENERATOR, POWERLINK, 100KVA, | GENERATOR, POWERLINK, 100KVA, |  |  | UNHCR
127 | 1035484 | 1035484 | FALSE | FALSE | Perkins | Perkins WPS100S | Perkins 110KVA | 110 | GENERATOR, POWERLINK, 100KVA, | GENERATOR, POWERLINK, 100KVA, |  |  | UNHCR
128 | 1035485 | 1035485 | FALSE | FALSE | Perkins | Perkins WPS100S | Perkins 110KVA | 110 | GENERATOR, POWERLINK, 100KVA, | GENERATOR, POWERLINK, 100KVA, |  |  | UNHCR
24 | 1035592 | 1035592 | FALSE | FALSE | Perkins | 19A1001 | WPS150BS | 150 | GEN, POWERLINK, WPS150BS 150 k | GEN, POWERLINK, WPS150BS 150 k |  |  | UNHCR
343 | 1032537 | 1032537 | FALSE | FALSE | Perkins | PR82148*U054853B* | GENERATOR, PERKINS 150 KVA WATER COOLER | 150 | GENERATOR, PERKINS 150 KVA | GENERATOR, PERKINS 150 KVA | Perkins Generator 150 KVA | Perkins 150 KVA | OTHER
65 | 1034337 | 1034337 | FALSE | FALSE | AKSA | AKSA APD66C | AKSA 66KVA | 66 | GEN, PERKINS, 60 KVA PRIME POW | GEN, PERKINS, 60 KVA PRIME POW | AKSA & Turkey | APD66C | OTHER
51 | 1034405 | 1034405 | FALSE | FALSE | Perkins | Perkins 1103A-33G1 | Perkins 33KVA Water-Cooled | 33 | GENERATOR | GENERATOR | FG WILSON | P33.31103A.33GD | OTHER
52 | 1034406 | 1034406 | FALSE | FALSE | Perkins | Perkins 1103A-33G1 | Perkins 33 KVA Water-Cooled | 33 | GENERATOR | GENERATOR | FG WILSON | P33.31103A.33GD | OTHER
17 | 1036744 | 1036744 | FALSE | FALSE | Caterpillar | CAT C7.1 | DE220E0 LC5014F | 220 | GEN, CATERPILLAR, PRIME 200KVA | GEN, CATERPILLAR, PRIME 200KVA |  |  | UNHCR
48 | 1035187 | 1035187 | FALSE | FALSE | Fujian Yihua | China made | KDE12T | 10 | GENERATOR | GENERATOR | Genline |  | OTHER
50 | 1035190 | 1035190 | FALSE | FALSE | Fujian Yihua | China made | KDE12T | 10 | GENERATOR | GENERATOR | Genline |  | OTHER
165 | 1053569 | 1053569 | FALSE | FALSE | Caterpillar | Cat C9 | CAT C9 | 250 | GENERATOR, CATERPILLAR, 230KVA | GENERATOR, CATERPILLAR, 230KVA | Caterpillar C9.0 230 KVA | Caterpillar | UNHCR
164 | 1053570 | 1053570 | FALSE | FALSE | Caterpillar | Cat C9 | CAT C9 | 250 | GENERATOR, CATERPILLAR, 230KVA | GENERATOR, CATERPILLAR, 230KVA | Caterpillar C9.0 230 KVA | Caterpillar | UNHCR
310 | 1053871 | 1053871 | FALSE | FALSE | Perkins | 1103A-33T | GENERATOR PERKINS, WC/60KVA | 60 | GENERATOR, PERKINS, WC/60 KVA | GENERATOR, PERKINS, WC/60 KVA |  |  | OTHER
281 | 1053873 | 1053873 | FALSE | FALSE | Perkins | Perkins | Perkins 60 KVA Water-Cooled | 60 | GENERATOR, PERKINS, WC/60 KVA | GENERATOR, PERKINS, WC/60 KVA |  |  | OTHER
3 | 1053875 | 1053875 | FALSE | FALSE | Perkins | Perkens | Perkens | 100 | GENERATOR, PERKINS, WC/60 KVA | GENERATOR, PERKINS, WC/60 KVA |  |  | OTHER
282 | 1053877 | 1053877 | FALSE | FALSE | Perkins | Perkins 1103A-33T | Perkins 100KVA Water-Cooled | 100 | GENERATOR, PERKINS, 100 KVA | GENERATOR, PERKINS, 100 KVA | PERKINS | 100 KVAGENE | OTHER
283 | 1053878 | 1053878 | FALSE | FALSE | Perkins | Perkins | Perkins 100KVA Water-Cooled | 100 | GENERATOR, PERKINS, 100 KVA | GENERATOR, PERKINS, 100 KVA | PERKINS | 100 KVAGENE | OTHER
313 | 1053882 | 1053882 | FALSE | FALSE | Perkins | PERKINS 1106A-70T | GENERATOR PERKINS 150 KVA | 150 | GENERATOR, PERKINS 150 KVA | GENERATOR, PERKINS 150 KVA | GENERATOR, PERKINS | PERKINS 150 KVA | UNHCR
299 | 1053883 | 1053883 | FALSE | FALSE | Perkins | Perkin | Perkins 150 KVA Water-Cooled | 150 | GENERATOR, PERKINS 150 KVA | GENERATOR, PERKINS 150 KVA | GENERATOR, PERKINS | PERKINS 150 KVA | UNHCR
275 | 1053885 | 1053885 | FALSE | FALSE | Perkins | Perkins | Perkins 150KVA Water-Cooled | 150 | GENERATOR, PERKINS 150 KVA | GENERATOR, PERKINS 150 KVA | GENERATOR, PERKINS | PERKINS 150 KVA | UNHCR
197 | 1049560 | 1049560 | FALSE | FALSE | Perkins | Perkins 1106A-70TA | Perkins 200KVA | 200 | GEN, PERKINS, 200 KVA PRIME PO | GEN, PERKINS, 200 KVA PRIME PO |  |  | UNHCR
198 | 1049561 | 1049561 | FALSE | FALSE | Perkins | Perkins 1106A-70TA | perkins 200 KVA | 200 | GEN, PERKINS, 200 KVA PRIME PO | GEN, PERKINS, 200 KVA PRIME PO |  |  | UNHCR
319 | 1048001 | 1048001 | FALSE | FALSE | Perkins | Perkins 1106A-70TA | Perkins 150 KVA | 150 | GENERATOR, PERKINS 150 KVA | GENERATOR, PERKINS 150 KVA |  |  | OTHER
361 | 1048021 | 1048021 | FALSE | FALSE | Perkins | DK32000U533814E | GENERATOR, PERKINS, WC/60 KVA WATER COOL | 60 | GENERATOR, PERKINS, WC/60 KVA | GENERATOR, PERKINS, WC/60 KVA |  |  | OTHER
326 | 1048934 | 1048934 | FALSE | FALSE | Perkins | PP82576U069767E | GENERATOR, PERKINS 150 KVA WATER COOL | 150 | GENERATOR, PERKINS 150 KVA | GENERATOR, PERKINS 150 KVA |  |  | UNHCR
347 | 1048946 | 1048946 | FALSE | FALSE | Perkins | TGBF5012N03292B | 350 | 350 | PERKINS GEN 350 KVA, WATER COO | PERKINS GEN 350 KVA, WATER COO |  |  | UNHCR
301 | 1048947 | 1048947 | FALSE | FALSE | Perkins | Perkins | Perkins 350KVA Water-Cooled | 350 | PERKINS GEN 350 KVA, WATER COO | PERKINS GEN 350 KVA, WATER COO |  |  | UNHCR
360 | 1048949 | 1048949 | FALSE | FALSE | Perkins | DK320U529271E | GENERATOR, PERKINS, WC/60 KVA WATER COOL | 60 | GENERATOR, PERKINS, WC/60 KVA | GENERATOR, PERKINS, WC/60 KVA |  |  | OTHER
278 | 1048950 | 1048950 | FALSE | FALSE | Perkins | Perkins ECO SP 10s-LP | Perkins 250KVA Water-Cooled 60 KVA | 60 | GENERATOR, PERKINS, WC/60 KVA | GENERATOR, PERKINS, WC/60 KVA |  |  | OTHER
329 | 1048952 | 1048952 | FALSE | FALSE | Perkins | DK320U520383D | GENERATOR, PERKINS, WC/60 KVA WATER COOL | 60 | GENERATOR, PERKINS, WC/60 KVA | GENERATOR, PERKINS, WC/60 KVA |  |  | UNHCR
71 | 1064289 | 1064289 | FALSE | FALSE | AKSA | AKSA AAP8000DE | AKSA 8.5KVA | 9 | GEN 5 KVA PORTABLE PETROL/DIES | GEN 5 KVA PORTABLE PETROL/DIES |  |  | OTHER
78 | 1064291 | 1064291 | FALSE | FALSE | AKSA | AKSA AAP8000DE | AKSA 8.5KVA | 9 | GEN 5 KVA PORTABLE PETROL/DIES | GEN 5 KVA PORTABLE PETROL/DIES |  |  | OTHER
80 | 1064294 | 1064294 | FALSE | FALSE | AKSA | AKSA AAP8000DE | AKSA 8.5KVA | 9 | GEN 5 KVA PORTABLE PETROL/DIES | GEN 5 KVA PORTABLE PETROL/DIES |  |  | OTHER
77 | 1064296 | 1064296 | FALSE | FALSE | AKSA | AKSA AAP8000DE | AKSA 8.5KVA | 9 | GEN 5 KVA PORTABLE PETROL/DIES | GEN 5 KVA PORTABLE PETROL/DIES |  |  | OTHER
74 | 1064297 | 1064297 | FALSE | FALSE | AKSA | AKSA AAP8000DE | AKSA 8.5KVA | 9 | GEN 5 KVA PORTABLE PETROL/DIES | GEN 5 KVA PORTABLE PETROL/DIES |  |  | OTHER
67 | 1064299 | 1064299 | FALSE | FALSE | AKSA | AKSA AAP8000DE | AKSA 8.5KVA | 9 | GEN 5 KVA PORTABLE PETROL/DIES | GEN 5 KVA PORTABLE PETROL/DIES |  |  | OTHER
68 | 1064300 | 1064300 | FALSE | FALSE | AKSA | AKSA AAP8000DE | AKSA 8.5KVA | 9 | GEN 5 KVA PORTABLE PETROL/DIES | GEN 5 KVA PORTABLE PETROL/DIES |  |  | OTHER
69 | 1064302 | 1064302 | FALSE | FALSE | AKSA | AKSA AAP8000DE | AKSA 8.5KVA | 9 | GEN 5 KVA PORTABLE PETROL/DIES | GEN 5 KVA PORTABLE PETROL/DIES |  |  | OTHER
79 | 1064303 | 1064303 | FALSE | FALSE | AKSA | AKSA AAP8000DE | AKSA 8.5KVA | 9 | GEN 5 KVA PORTABLE PETROL/DIES | GEN 5 KVA PORTABLE PETROL/DIES |  |  | OTHER
157 | 1060749 | 1060749 | FALSE | FALSE | Caterpillar | CAT C4.4 | DE110E2 LC3114F | 110 | GEN, CATERPILLAR, PRIME 100KVA | GEN, CATERPILLAR, PRIME 100KVA |  |  | UNHCR
112 | 1060768 | 1060768 | FALSE | FALSE | Perkins | Perkins | Perkins 150KVA | 150 | GENERATOR, PERKINS 150 KVA | GENERATOR, PERKINS 150 KVA |  |  | OTHER
113 | 1060769 | 1060769 | FALSE | FALSE | Perkins | Perkins | Perkins 150KVA | 150 | GENERATOR, PERKINS 150 KVA | GENERATOR, PERKINS 150 KVA |  |  | OTHER
4 | 1058137 | 1058137 | FALSE | FALSE | Generac | Perkings | KING RGU80PS | 45 | GENERATOR, 45 KVA, PRIME | GENERATOR, 45 KVA, PRIME |  | Generator 45 KVA, Diesel | UNHCR
99 | 1082308 | 1082308 | FALSE | FALSE | AKSA | AKSA APD 16A | AKSA 15.5 KVA | 16 | GEN, AKSA APD16A, 15.5 KVA, DI | GEN, AKSA APD16A, 15.5 KVA, DI | AKSA | APD 16A | OTHER
101 | 1082310 | 1082310 | FALSE | FALSE | AKSA | AKSA APD 16A | AKSA 15.5 KVA | 16 | GEN, AKSA APD16A, 15.5 KVA, DI | GEN, AKSA APD16A, 15.5 KVA, DI | AKSA | APD 16A | OTHER
102 | 1082311 | 1082311 | FALSE | FALSE | AKSA | AKSA APD 16A | AKSA 15.5 KVA | 16 | GEN, AKSA APD16A, 15.5 KVA, DI | GEN, AKSA APD16A, 15.5 KVA, DI | AKSA | APD 16A | OTHER
106 | 1082313 | 1082313 | FALSE | FALSE | AKSA | AKSA APD20A | AKSA 20KVA | 20 | GEN, AKSA APD20A, 20 KVA, DIES | GEN, AKSA APD20A, 20 KVA, DIES | AKSA | APD 20A | OTHER
103 | 1082314 | 1082314 | FALSE | FALSE | AKSA | AKSA APD33A | AKSA 33KVA | 33 | GEN, AKSA APD33A, 33 KVA, DIES | GEN, AKSA APD33A, 33 KVA, DIES | AKSA | APD 33A | OTHER
115 | 1082317 | 1082317 | FALSE | FALSE | AKSA | AKSA APD33A | AKSA 33KVA | 33 | GEN, AKSA APD33A, 33 KVA, DIES | GEN, AKSA APD33A, 33 KVA, DIES | AKSA | APD 33A | OTHER
202 | 1077080 | 1077080 | FALSE | FALSE | Perkins | Perkins | DE22E3 | 22 | GENERATOR CATERPILLAR 16KVA PO | GENERATOR CATERPILLAR 16KVA PO |  |  | UNHCR
88 | 1071445 | 1071445 | FALSE | FALSE | AKSA | AKSA AAP8000DE | AKSA 8.5KVA | 9 | GEN 5 KVA PORTABLE PETROL/DIES | GEN 5 KVA PORTABLE PETROL/DIES |  |  | OTHER
143 | 1071448 | 1071448 | FALSE | FALSE | AKSA | AKSA AAP 8000DE | AKSA 8.5KVA | 9 | GEN 5 KVA PORTABLE PETROL/DIES | GEN 5 KVA PORTABLE PETROL/DIES |  |  | OTHER
141 | 1071450 | 1071450 | FALSE | FALSE | AKSA | AKSA AAP 8000DE | AKSA 8.5KVA | 9 | GEN 5 KVA PORTABLE PETROL/DIES | GEN 5 KVA PORTABLE PETROL/DIES |  |  | OTHER
140 | 1071452 | 1071452 | FALSE | FALSE | AKSA | AKSA APD16A | AKSA 8.5 KVA | 9 | GEN 5 KVA PORTABLE PETROL/DIES | GEN 5 KVA PORTABLE PETROL/DIES |  |  | OTHER
85 | 1071453 | 1071453 | FALSE | FALSE | AKSA | AKSA AAP8000DE | AKSA 8.5KVA | 9 | GEN 5 KVA PORTABLE PETROL/DIES | GEN 5 KVA PORTABLE PETROL/DIES |  |  | OTHER
82 | 1071455 | 1071455 | FALSE | FALSE | AKSA | AKSA AAP8000DE | AKSA 8.5KVA | 9 | GEN 5 KVA PORTABLE PETROL/DIES | GEN 5 KVA PORTABLE PETROL/DIES |  |  | OTHER
83 | 1071456 | 1071456 | FALSE | FALSE | AKSA | AKSA AAP8000DE | AKSA 8.5KVA | 9 | GEN 5 KVA PORTABLE PETROL/DIES | GEN 5 KVA PORTABLE PETROL/DIES |  |  | OTHER
262 | 1073850 | 1073850 | FALSE | FALSE | GENERAC | GENERAC OL3116 | GENERAC XC6500E Portable Generator | 6 | GENERATOR, GENERAC XC6500E, PO | GENERATOR, GENERAC XC6500E, PO |  |  | UNHCR
330 | 1072597 | 1072597 | FALSE | FALSE | Perkins | BP84126U002882E | PERKINS GEN 250 KVA, WATER COO | 250 | PERKINS GEN 250 KVA, WATER COO | PERKINS GEN 250 KVA, WATER COO | Perkins 250 KVA | Perkins 250 KVA | UNHCR
132 | 1082995 | 1082995 | FALSE | FALSE | AKSA | AKSA APD17MA | AKSA 12KVA | 12 | GEN, AKSA APD17MA, 11 KVA, DIE | GEN, AKSA APD17MA, 11 KVA, DIE |  |  | UNHCR
130 | 1082997 | 1082997 | FALSE | FALSE | AKSA | AKSA APD25A | AKSA 25KVA | 25 | GEN, AKSA APD25A, 22 KVA, DIES | GEN, AKSA APD25A, 22 KVA, DIES |  |  | UNHCR
131 | 1082998 | 1082998 | FALSE | FALSE | AKSA | AKSA APD25A | AKSA 25KVA | 25 | GEN, AKSA APD25A, 22 KVA, DIES | GEN, AKSA APD25A, 22 KVA, DIES |  |  | UNHCR
92 | 1102871 | 1102871 | FALSE | FALSE | AKSA | AKSA APD50A | AKSA 50KVA | 50 | GEN, AKSA APD50A, 50 KVA, DIES | GEN, AKSA APD50A, 50 KVA, DIES |  |  | OTHER
146 | 1105633 | 1105633 | FALSE | FALSE | AKSA | AKSA APD16A | AKSA 15.5KVA | 16 | GEN, AKSA APD16A, 15.5 KVA, DI | GEN, AKSA APD16A, 15.5 KVA, DI | AKSA | APD16A | OTHER
108 | 1105636 | 1105636 | FALSE | FALSE | AKSA | AKSA APD50A | AKSA 50KVA | 50 | GEN, AKSA APD50A, 50 KVA, DIES | GEN, AKSA APD50A, 50 KVA, DIES | AKSA | APD50A | OTHER
167 | 1098794 | 1098794 | FALSE | FALSE | Caterpillar | Cat C9 | CAT C9 | 250 | GENERATOR, CATERPILLAR, 230KVA | GENERATOR, CATERPILLAR, 230KVA |  |  | UNHCR
91 | 1100332 | 1100332 | FALSE | FALSE | AKSA | AKSA APD50A | AKSA 50KVA | 50 | GEN, AKSA APD50A, 50 KVA, DIES | GEN, AKSA APD50A, 50 KVA, DIES |  |  | OTHER
97 | 1114401 | 1114401 | FALSE | FALSE | AKSA | AKSA APD12MA | AKSA 8.5KVA | 9 | GEN, AKSA APD12MA, 8.5 KVA, DI | GEN, AKSA APD12MA, 8.5 KVA, DI |  | APD12MA | OTHER
96 | 1114402 | 1114402 | FALSE | FALSE | AKSA | AKSA APD12MA | AKSA 8.5KVA | 9 | GEN, AKSA APD12MA, 8.5 KVA, DI | GEN, AKSA APD12MA, 8.5 KVA, DI |  | APD12MA | OTHER
98 | 1114403 | 1114403 | FALSE | FALSE | AKSA | AKSA APD12MA | AKSA 8.5KVA | 9 | GEN, AKSA APD12MA, 8.5 KVA, DI | GEN, AKSA APD12MA, 8.5 KVA, DI |  | APD12MA | OTHER
110 | 1114404 | 1114404 | FALSE | FALSE | AKSA | AKSA APD33A | AKSA 33KVA | 33 | GEN, AKSA APD33A, 33 KVA, DIES | GEN, AKSA APD33A, 33 KVA, DIES |  | APD33A | OTHER
10 | 1118068 | 1118068 | FALSE | FALSE | Caterpillar | CAT C3.3 | DE50EO LC1514L | 50 | GEN, CATERPILLAR, 45KVA PRIME | GEN, CATERPILLAR, 45KVA PRIME |  |  | UNHCR
32 | 1118069 | 1118069 | FALSE | FALSE | Caterpillar | CAT C3.3 | DE50EO LC1514L | 50 | GEN, CATERPILLAR, 45KVA PRIME | GEN, CATERPILLAR, 45KVA PRIME |  |  | UNHCR
159 | 1116492 | 1116492 | FALSE | FALSE | Caterpillar | CAT C3.3 | DE65E0 LC1514P | 65 | GEN, CATERPILLAR, 60KVA PRIME | GEN, CATERPILLAR, 60KVA PRIME |  |  | UNHCR
28 | 1111599 | 1111599 | FALSE | FALSE | Caterpillar | CAT C3.3 | DE33E0 LC1514F | 30 | GEN, CATERPILLAR, 30KVA PRIME | GEN, CATERPILLAR, 30KVA PRIME | CATERPILLAR | DE33GC | UNHCR
95 | 1110108 | 1110108 | FALSE | FALSE | AKSA | AKSA APD12MA | AKSA 8.5KVA | 9 | GEN, AKSA APD12MA, 8.5 KVA, DI | GEN, AKSA APD12MA, 8.5 KVA, DI |  | APD12MA | OTHER
194 | 1107508 | 1107508 | FALSE | FALSE | Perkins | GV83540R | Perkins 20 KVA | 20 | GENERATOR, PERKINS, 20KVA | GENERATOR, PERKINS, 20KVA |  |  | OTHER
15 | 1110710 | 1110710 | FALSE | FALSE | SVF | SVF TF17D6 | SVF TF17D6 | 17 | GENERATOR | GENERATOR | Grupo Electrogeno Cabinado | TF17D6 | UNHCR
93 | 1107770 | 1107770 | FALSE | FALSE | AKSA | AKSA AAP8000DE | AKSA 8.5KVA | 9 | GEN, AKSA AAP 8000DA, 8.5 KVA, | GEN, AKSA AAP 8000DA, 8.5 KVA, |  |  | OTHER
16 | 1129478 | 1129478 | FALSE | FALSE | Caterpillar | CAT | 7K305662 | 110 | GEN, CATERPILLAR, 80KVA PRIME | GEN, CATERPILLAR, 80KVA PRIME |  |  | UNHCR
7 | 1129479 | 1129479 | FALSE | FALSE | Caterpillar | CAT C4.4 | DE110E2 LC3114F | 110 | GEN, CATERPILLAR, 80KVA PRIME | GEN, CATERPILLAR, 80KVA PRIME |  |  | UNHCR
6 | 1129480 | 1129480 | FALSE | FALSE | Caterpillar | CAT C4.4 | DE110E2 LC3114F | 110 | GEN, CATERPILLAR, 80KVA PRIME | GEN, CATERPILLAR, 80KVA PRIME |  |  | UNHCR
109 | 1129774 | 1129774 | FALSE | FALSE | AKSA | AKSA APD20A | AKSA 20KVA | 20 | GEN, AKSA APD20A, 20 KVA, DIES | GEN, AKSA APD20A, 20 KVA, DIES |  |  | UNHCR
148 | 1131286 | 1131286 | FALSE | FALSE | AKSA | AKSA APD50A | AKSA 50KVA | 50 | GEN, AKSA APD50A, 50 KVA, DIES | GEN, AKSA APD50A, 50 KVA, DIES |  |  | UNHCR
134 | 1120605 | 1120605 | FALSE | FALSE | Perkins | Perkins GE.PK.166\150.LT+011 | Perkins 150 KVA | 150 | GENERATOR, PERKINS 150 KVA | GENERATOR, PERKINS 150 KVA |  |  | UNHCR
133 | 1120606 | 1120606 | FALSE | FALSE | Perkins | Perkins GE.PK.166\150.LT+011 | Perkins 150 KVA | 150 | GENERATOR, PERKINS 150 KVA | GENERATOR, PERKINS 150 KVA |  |  | UNHCR
135 | 1120612 | 1120612 | FALSE | FALSE | SHAKURA | ZHONGLING 6120U | SHAKURA 10KVA | 10 | GENERATOR | GENERATOR | Shakura |  | UNHCR
136 | 1120613 | 1120613 | FALSE | FALSE | SHAKURA | ZHONGLING 6120U | SHAKURA 10KVA | 10 | GENERATOR | GENERATOR | Shakura |  | UNHCR
137 | 1120614 | 1120614 | FALSE | FALSE | SHAKURA | ZHONGLING 6120U | SHAKURA 10KVA | 10 | GENERATOR | GENERATOR | Shakura |  | UNHCR
138 | 1120615 | 1120615 | FALSE | FALSE | SHAKURA | ZHONGLING 6120U | SHAKURA 10KVA | 10 | GENERATOR | GENERATOR |  |  | UNHCR
41 | 1119922 | 1119922 | FALSE | FALSE | Perkins | Perkins 1103A-33TG2 | WPS60S | 60 | GENERATOR, POWERLINK, 60KVA, W | GENERATOR, POWERLINK, 60KVA, W | Peak International Trade (Tianjin)Co.,Lda | WPS605 | UNHCR
209 | 1119940 | 1119940 | FALSE | FALSE | Cummins | CUMMIS | WPS60S | 60 | GENERATOR, POWERLINK, 60KVA, W | GENERATOR, POWERLINK, 60KVA, W |  |  | UNHCR
156 | 1123294 | 1123294 | FALSE | FALSE | Caterpillar | CAT C7.1 | DE220E0 LC5014F | 220 | GENERATOR, CATERPILLAR, PRIME | GENERATOR, CATERPILLAR, PRIME | Caterpiller | C7.1 | UNHCR
160 | 1123295 | 1123295 | FALSE | FALSE | Caterpillar | CAT C3.3 | DE33E0 LC1514F | 33 | GEN, CATERPILLAR, 30KVA PRIME | GEN, CATERPILLAR, 30KVA PRIME | Caterpiller | C3.3 | UNHCR
212 | 1142580 | 1142580 | FALSE | FALSE | Cummins | 1104C-44TA | WPS45S | 45 | GENERATOR, POWERLINK, 45KVA, W | GENERATOR, POWERLINK, 45KVA, W |  |  | UNHCR
213 | 1142581 | 1142581 | FALSE | FALSE | Cummins | 1104C-44TA | WPS45S | 45 | GENERATOR, POWERLINK, 45KVA, W | GENERATOR, POWERLINK, 45KVA, W |  |  | UNHCR
205 | 1142583 | 1142583 | FALSE | FALSE | Cummins | 1104C-44TA | WPS100S | 100 | GENERATOR, POWERLINK, 100KVA, | GENERATOR, POWERLINK, 100KVA, |  |  | UNHCR
208 | 1142584 | 1142584 | FALSE | FALSE | Cummins | CUMMINS | WPS100S | 100 | GENERATOR, POWERLINK, 100KVA, | GENERATOR, POWERLINK, 100KVA, |  |  | UNHCR
90 | 1143292 | 1143292 | FALSE | FALSE | AKSA | AKSA APD12A | AKSA 11.5KVA | 12 | GEN, AKSA APD12A, 11.5 KVA, DI | GEN, AKSA APD12A, 11.5 KVA, DI |  |  | UNHCR
152 | 1139194 | 1139194 | FALSE | FALSE | AKSA | AKSA APD50A | AKSA 50KVA | 50 | GEN, AKSA APD50A, 50 KVA, DIES | GEN, AKSA APD50A, 50 KVA, DIES |  |  | UNHCR
153 | 1139195 | 1139195 | FALSE | FALSE | AKSA | AKSA APD50A | AKSA 50KVA | 50 | GEN, AKSA APD50A, 50 KVA, DIES | GEN, AKSA APD50A, 50 KVA, DIES |  |  | UNHCR
111 | 1135812 | 1135812 | FALSE | FALSE | AKSA | AKSA APD12A | AKSA 11.5KVA | 12 | GEN, AKSA APD12A, 11.5 KVA, DI | GEN, AKSA APD12A, 11.5 KVA, DI |  |  | UNHCR
147 | 1135906 | 1135906 | FALSE | FALSE | AKSA | AKSA APD33A | AKSA 33KVA | 33 | GEN, AKSA APD33A, 33 KVA, DIES | GEN, AKSA APD33A, 33 KVA, DIES |  |  | UNHCR
29 | 1137440 | 1137440 | FALSE | FALSE | Caterpillar | DE88GC | Caterpillar 80 Kva | 80 | GEN, CATERPILLAR, 80KVA PRIME | GEN, CATERPILLAR, 80KVA PRIME |  |  | UNHCR
267 | 648234 | 648234 | FALSE | FALSE | Perkins | Perkins 1104C-44TAG2 | PERKINS 100 KVA WATER COOLED | 100 | PERKINS GEN 100 KVA, WATER COO | PERKINS GEN 100 KVA, WATER COO | Perkins | 2016 | UNHCR
291 | 648463 | 648463 | FALSE | FALSE | Perkins | Perkins 1506A-E88TAG3 | Perkins 250 KVA Water-Cooled | 250 | PERKINS GEN 250 KVA, WATER COO | PERKINS GEN 250 KVA, WATER COO |  | PERKINS 250KVA PRIME POWER | OTHER
293 | 648465 | 648465 | FALSE | FALSE | Perkins | Perkins | Perkins 250KVA Water-Cooled | 250 | PERKINS GEN 250 KVA, WATER COO | PERKINS GEN 250 KVA, WATER COO |  | PERKINS 250KVA PRIME POWER | OTHER
294 | 648466 | 648466 | FALSE | FALSE | Perkins | Perkins | Perkins 250KVA Water-Cooled | 250 | PERKINS GEN 250 KVA, WATER COO | PERKINS GEN 250 KVA, WATER COO |  | PERKINS 250KVA PRIME POWER | OTHER
296 | 648468 | 648468 | FALSE | FALSE | Perkins | Perkins | Perkins 250KVA Water-Cooled | 250 | PERKINS GEN 250 KVA, WATER COO | PERKINS GEN 250 KVA, WATER COO |  | PERKINS 250KVA PRIME POWER | OTHER
265 | 648484 | 648484 | FALSE | FALSE | Perkins | Perkins 1506A-E88TAG3 | Perkins 250KVA Water-Cooled | 250 | PERKINS GEN 250 KVA, WATER COO | PERKINS GEN 250 KVA, WATER COO |  | PERKINS 250KVA | UNHCR
268 | 648485 | 648485 | FALSE | FALSE | Perkins | Perkins 1506A-E88TAG3 | Perkins 250KVA Water-Cooled | 250 | PERKINS GEN 250 KVA, WATER COO | PERKINS GEN 250 KVA, WATER COO |  | PERKINS 250KVA | UNHCR
286 | 648721 | 648721 | FALSE | FALSE | Perkins | Perkins | Perkins 150KVA Water-Cooled | 150 | GENERATOR, PERKINS 150 KVA | GENERATOR, PERKINS 150 KVA |  | PERKINS 150 KVA | OTHER
287 | 648722 | 648722 | FALSE | FALSE | Perkins | Perkins | Perkins 150KVA Water-Cooled | 150 | GENERATOR, PERKINS 150 KVA | GENERATOR, PERKINS 150 KVA |  | PERKINS 150 KVA | OTHER
314 | 648724 | 648724 | FALSE | FALSE | Perkins | PERKINS 1106A- 70TA | Generator Perkins, 150 KVA | 150 | GENERATOR, PERKINS 150 KVA | GENERATOR, PERKINS 150 KVA |  | PERKINS 150 KVA | OTHER
312 | 648727 | 648727 | FALSE | FALSE | Perkins | PERKINS 1106A-70TAG2 | GENERATOR, PERKINS150 KVA | 150 | GENERATOR, PERKINS 150 KVA | GENERATOR, PERKINS 150 KVA |  | PERKINS 150 KVA | OTHER
315 | 648728 | 648728 | FALSE | FALSE | Perkins | Perkins 1106A-70TAG2 | Generator Perkins ,150 KVA | 150 | GENERATOR, PERKINS 150 KVA | GENERATOR, PERKINS 150 KVA |  | PERKINS 150 KVA | OTHER
318 | 648729 | 648729 | FALSE | FALSE | Perkins | Perkins 1106A-70TAG2 | Perkins 150 KVA | 150 | GENERATOR, PERKINS 150 KVA | GENERATOR, PERKINS 150 KVA |  | PERKINS 150 KVA | OTHER
316 | 648730 | 648730 | FALSE | FALSE | Perkins | Perkins 1106A-70TAG2 | Perkins 150 KVA | 150 | GENERATOR, PERKINS 150 KVA | GENERATOR, PERKINS 150 KVA |  | PERKINS 150 KVA | OTHER
332 | 648761 | 648761 | FALSE | FALSE | Perkins | MGBF5083N02888A | GENERATOR, PERKINS, 500 KVA WATER COOL | 500 | GENERATOR, PERKINS, 500 KVA | GENERATOR, PERKINS, 500 KVA |  | PERKINS 500KVA | UNHCR
333 | 648762 | 648762 | FALSE | FALSE | Perkins | MGBF5083N04471B | GENERATOR, PERKINS, 500 KVA WATER COOL | 500 | GENERATOR, PERKINS, 500 KVA | GENERATOR, PERKINS, 500 KVA |  | PERKINS 500KVA | UNHCR
335 | 648764 | 648764 | FALSE | FALSE | Perkins | MGBF5083N04805B | GENERATOR, PERKINS, 500 KVA WATER COOL | 500 | GENERATOR, PERKINS, 500 KVA | GENERATOR, PERKINS, 500 KVA |  | PERKINS 500KVA | UNHCR
336 | 648765 | 648765 | FALSE | FALSE | Perkins | MGBF5083N04499B | GENERATOR, PERKINS, 500 KVA | 500 | GENERATOR, PERKINS, 500 KVA | GENERATOR, PERKINS, 500 KVA |  | PERKINS 500KVA | UNHCR
337 | 648766 | 648766 | FALSE | FALSE | Perkins | MGBF5083N04506B | GENERATOR, PERKINS, 500 KVA | 500 | GENERATOR, PERKINS, 500 KVA | GENERATOR, PERKINS, 500 KVA |  | PERKINS 500KVA | UNHCR
338 | 648768 | 648768 | FALSE | FALSE | Perkins | MGBF5083N04482B | GENERATOR, PERKINS, 500 KVA WATER COOL | 500 | GENERATOR, PERKINS, 500 KVA | GENERATOR, PERKINS, 500 KVA |  | PERKINS 500KVA | UNHCR
339 | 648769 | 648769 | FALSE | FALSE | Perkins | MGBF5083N04472B | GENERATOR, PERKINS, 500 KVA | 500 | GENERATOR, PERKINS, 500 KVA | GENERATOR, PERKINS, 500 KVA |  | PERKINS 500KVA | UNHCR
340 | 648770 | 648770 | FALSE | FALSE | Perkins | MGBF5083N04500B | GENERATOR, PERKINS, 500 KVA | 500 | GENERATOR, PERKINS, 500 KVA | GENERATOR, PERKINS, 500 KVA |  | PERKINS 500KVA | UNHCR
309 | 648795 | 648795 | FALSE | FALSE | Perkins | Perkins 1106A-70TA | Generator Perkins, 150 KVA | 150 | GENERATOR, PERKINS 150 KVA | GENERATOR, PERKINS 150 KVA |  |  | OTHER
342 | 648797 | 648797 | FALSE | FALSE | Perkins | 1612 140 170112 022 | GENERATOR, PERKINS 150 KVA WATER COOLER | 150 | GENERATOR, PERKINS 150 KVA | GENERATOR, PERKINS 150 KVA |  |  | OTHER
272 | 648798 | 648798 | FALSE | FALSE | Perkins | Perkins 1106A-70TAG3 | PMD180S | 150 | GENERATOR, PERKINS 150 KVA | GENERATOR, PERKINS 150 KVA |  |  | UNHCR
273 | 648799 | 648799 | FALSE | FALSE | Perkins | Perkins 1106A-70TAG2 | Perkins 150 KVA Water-Cooled | 150 | GENERATOR, PERKINS 150 KVA | GENERATOR, PERKINS 150 KVA |  |  | UNHCR
321 | 1014177 | 1014177 | FALSE | FALSE | Perkins | MGBF5083N07167C | PERKINS GEN 500 KVA, WATER COO | 500 | PERKINS GEN 500 KVA, WATER COO | PERKINS GEN 500 KVA, WATER COO |  |  | UNHCR
324 | 1014200 | 1014200 | FALSE | FALSE | Perkins | PR82216U055307B | GEN, PERKINS, 200 KVA PRIME PO | 200 | GEN, PERKINS, 200 KVA PRIME PO | GEN, PERKINS, 200 KVA PRIME PO |  |  | UNHCR
118 | 1009030 | 1009030 | FALSE | FALSE | BG | BGTFD6500T | BG 5KVA | 5 | GENERATOR | GENERATOR | BG | BGTF6500T | UNHCR
43 | 1009032 | 1009032 | FALSE | FALSE | Fujian Yihua | China made | BGTFD6500T | 8 | GENERATOR | GENERATOR | BG | BGTF6500T | OTHER
356 | 1014344 | 1014344 | FALSE | FALSE | Perkins | 711-125A-171120-0874 | PERKINS, 60 KVA WATER COOLER | 60 | GEN, PERKINS, 60 KVA PRIME POW | GEN, PERKINS, 60 KVA PRIME POW |  |  | OTHER
206 | 1012234 | 1012234 | FALSE | FALSE | FG WILSON | DK8265705007938C | P65-5 | 65 | GENERATOR, PERKINS, WC/60 KVA | GENERATOR, PERKINS, WC/60 KVA |  |  | UNHCR
211 | 1012236 | 1012236 | FALSE | FALSE | FG WILSON | DK | P33-5 | 33 | GEN, PERKINS, 30 KVA PRIME POW | GEN, PERKINS, 30 KVA PRIME POW |  |  | UNHCR
196 | 1007320 | 1007320 | FALSE | FALSE | Perkins | Perkins 2506/1500 | Perkins 60KVA | 60 | GENERATOR, CUMMINS, 60KVA | GENERATOR, CUMMINS, 60KVA |  |  | OTHER
26 | 1007322 | 1007322 | FALSE | FALSE | Perkins | Perkins 1103A-33T | GENERATOR, CUMMINS, 60KVA | 60 | GENERATOR, CUMMINS, 60KVA | GENERATOR, CUMMINS, 60KVA |  |  | UNHCR
8 | 1006900 | 1006900 | FALSE | FALSE | Perkins | 1106A-70TA | PERKIN 150 KVA | 150 | GENERATOR, PERKINS 150 KVA | GENERATOR, PERKINS 150 KVA |  |  | UNHCR
62 | 1032536 | 1032536 | FALSE | FALSE | Perkins | Perkins GG88PS-O | Perkins 88KVA | 88 | GEN,PERKINS, 80 KVA, WATER COO | GEN,PERKINS, 80 KVA, WATER COO | ENERGYPAC | VC1224G1,A15E221647 | OTHER
308 | 1035070 | 1035070 | FALSE | FALSE | Perkins | 1104A-44T | GNERATOR, PERKINZ,80KVA Pri | 80 | GENERATOR, PERKINS, 80 KVA Pri | GENERATOR, PERKINS, 80 KVA Pri | Perkins | Perkins 80 KVA | OTHER
64 | 1034336 | 1034336 | FALSE | FALSE | AKSA | AKSA APD66C | AKSA 66KVA | 66 | GEN, PERKINS, 60 KVA PRIME POW | GEN, PERKINS, 60 KVA PRIME POW | AKSA & Turkey | APD66C | OTHER
18 | 1036745 | 1036745 | FALSE | FALSE | Caterpillar | CAT C7.1 | DE220E0 LC5014F | 220 | GEN, CATERPILLAR, PRIME 200KVA | GEN, CATERPILLAR, PRIME 200KVA |  |  | UNHCR
120 | 1035186 | 1035186 | FALSE | FALSE | Brand (Not idenitifiable) | Manufacturer, Engine (Not idenitifiable) | KDE12T | 10 | GENERATOR | GENERATOR | Genline |  | UNHCR
49 | 1035189 | 1035189 | FALSE | FALSE | Fujian Yihua | China made | KDE12T | 10 | GENERATOR | GENERATOR | GenlineGenline |  | OTHER
60 | 1032133 | 1032133 | FALSE | FALSE | Perkins | Perkins GG44PS-O | Perkins 44KVA | 44 | GENERATOR | GENERATOR |  | parkins | OTHER
359 | 1043490 | 1043490 | FALSE | FALSE | Perkins | DJ83399S019254EGENERATOR, PERKINS, WC/60 KVA | GENERATOR, PERKINS, WC/60 KVA, WATER COOL | 60 | GENERATOR, PERKINS, WC/60 KVA | GENERATOR, PERKINS, WC/60 KVA | Perkins 60 KVA generator | 60 KVA generator | OTHER
344 | 1042867 | 1042867 | FALSE | FALSE | Perkins | RJ51175U676547E | GENERATOR, PERKINS, 100 KVA | 100 | GENERATOR, PERKINS, 100 KVA | GENERATOR, PERKINS, 100 KVA | Perkins 100 KVA generator | 100 KVA generator | OTHER
210 | 1016863 | 1016863 | FALSE | FALSE | FG WILSON | 11D3A-33TG2 | P55-5 | 55 | GENERATOR, PERKINS, WC/50 KVA | GENERATOR, PERKINS, WC/50 KVA |  |  | UNHCR
125 | 1029475 | 1029475 | FALSE | FALSE | Perkins | Perkins 1103A-33G | WPS30S | 33 | GEN, PERKINS, 30 KVA PRIME POW | GEN, PERKINS, 30 KVA PRIME POW |  |  | OTHER
55 | 1027459 | 1027459 | FALSE | FALSE | Fujian Yihua | China brand | KDE6500T | 6 | GENERATOR | GENERATOR | Genline | Genline | OTHER
53 | 1027461 | 1027461 | FALSE | FALSE | Fujian Yihua | China made | KDE6500T | 6 | GENERATOR | GENERATOR | Genline | Genline | OTHER
139 | 1016360 | 1016360 | FALSE | FALSE | Meico | Meico MPG 0200PKSD C75-50 | Meico 200KVA | 200 | GEN, PERKINS, 200 KVA PRIME PO | GEN, PERKINS, 200 KVA PRIME PO |  |  | UNHCR
81 | 1064293 | 1064293 | FALSE | FALSE | AKSA | AKSA AAP8000DE | AKSA 8.5KVA | 9 | GEN 5 KVA PORTABLE PETROL/DIES | GEN 5 KVA PORTABLE PETROL/DIES |  |  | OTHER
76 | 1064295 | 1064295 | FALSE | FALSE | AKSA | AKSA AAP8000DE | AKSA 8.5KVA | 9 | GEN 5 KVA PORTABLE PETROL/DIES | GEN 5 KVA PORTABLE PETROL/DIES |  |  | OTHER
75 | 1064298 | 1064298 | FALSE | FALSE | AKSA | AKSA AAP8000DE | AKSA 8.5KVA | 9 | GEN 5 KVA PORTABLE PETROL/DIES | GEN 5 KVA PORTABLE PETROL/DIES |  |  | OTHER
66 | 1064301 | 1064301 | FALSE | FALSE | AKSA | AKSA AAP8000DE | AKSA 8.5 KVA | 9 | GEN 5 KVA PORTABLE PETROL/DIES | GEN 5 KVA PORTABLE PETROL/DIES |  |  | OTHER
73 | 1064304 | 1064304 | FALSE | FALSE | AKSA | AKSA AAP8000DE | AKSA 8.5KVA | 9 | GEN 5 KVA PORTABLE PETROL/DIES | GEN 5 KVA PORTABLE PETROL/DIES |  |  | OTHER
13 | 1060639 | 1060639 | FALSE | FALSE | Generac | Generac | RG04524ANAX | 45 | GENERATOR, 45 KVA, PRIME | GENERATOR, 45 KVA, PRIME |  | Generator 45 KVA, Diesel | UNHCR
276 | 1054942 | 1054942 | FALSE | FALSE | Perkins | Perkins | Perkins 250KVA Water-Cooled | 350 | PERKINS GEN 350 KVA, WATER COO | PERKINS GEN 350 KVA, WATER COO | PERKINS | GEN, PERKINS, 350 KVA PRIME | UNHCR
2 | 1050148 | 1050148 | FALSE | FALSE | Perkins | Perkens | Perkens | 100 | GENERATOR, PERKINS, 100 KVA | GENERATOR, PERKINS, 100 KVA |  |  | UNHCR
311 | 1048002 | 1048002 | FALSE | FALSE | Perkins | 1104C-44TA | GENERATOR PERKINS ,100 KVA | 100 | GENERATOR, PERKINS, 100 KVA | GENERATOR, PERKINS, 100 KVA |  |  | UNHCR
280 | 1053872 | 1053872 | FALSE | FALSE | Perkins | Perkins 1103A-33T | Perkins 60KVA Water-Cooled | 60 | GENERATOR, PERKINS, WC/60 KVA | GENERATOR, PERKINS, WC/60 KVA |  |  | OTHER
290 | 1053876 | 1053876 | FALSE | FALSE | Perkins | Perkins | Perkins 100KVA Water-Cooled | 100 | GENERATOR, PERKINS, 100 KVA | GENERATOR, PERKINS, 100 KVA | PERKINSPERKINS | 100 KVAGENE | OTHER
284 | 1053879 | 1053879 | FALSE | FALSE | Perkins | Perkins | Perkins 100KVA Water-Cooled | 100 | GENERATOR, PERKINS, 100 KVA | GENERATOR, PERKINS, 100 KVA | PERKINS | 100 KVAGENE | OTHER
279 | 1053881 | 1053881 | FALSE | FALSE | Perkins | Perkins | Perkins 150KVA Water-Cooled | 150 | GENERATOR, PERKINS 150 KVA | GENERATOR, PERKINS 150 KVA | GENERATOR, PERKINS | PERKINS 150 KVA | OTHER
274 | 1053884 | 1053884 | FALSE | FALSE | Perkins | Perkins | Perkins 150KVA Water-Cooled | 150 | GENERATOR, PERKINS 150 KVA | GENERATOR, PERKINS 150 KVA | GENERATOR, PERKINS | PERKINS 150 KVA | UNHCR
306 | 1053887 | 1053887 | FALSE | FALSE | Perkins | 1206A-E70TTAG3 | Perkins GEN 250KVA ,Water cooler | 250 | PERKINS GEN 250 KVA, WATER COO | PERKINS GEN 250 KVA, WATER COO | GEN, PERKINS | 250 KVA PRIME | UNHCR
325 | 1048933 | 1048933 | FALSE | FALSE | Perkins | PP82576U069792E | GENERATOR, PERKINS 150 KVA WATER COOL | 150 | GENERATOR, PERKINS 150 KVA | GENERATOR, PERKINS 150 KVA |  |  | UNHCR
327 | 1048935 | 1048935 | FALSE | FALSE | Perkins | PP82576U069504E | GENERATOR, PERKINS 150 KVA | 150 | GENERATOR, PERKINS 150 KVA | GENERATOR, PERKINS 150 KVA |  |  | UNHCR
289 | 1048940 | 1048940 | FALSE | FALSE | Perkins | Perkins | Perkins 100 KVA Water-Cooled | 100 | GENERATOR, PERKINS, 100 KVA | GENERATOR, PERKINS, 100 KVA |  |  | OTHER
300 | 1048945 | 1048945 | FALSE | FALSE | Perkins | Perkins | Perkins 350KVA Water-Cooled | 350 | PERKINS GEN 350 KVA, WATER COO | PERKINS GEN 350 KVA, WATER COO |  |  | UNHCR
358 | 1048948 | 1048948 | FALSE | FALSE | Perkins | DK320U533700E | GENERATOR, PERKINS, WC/60 KVA | 60 | GENERATOR, PERKINS, WC/60 KVA | GENERATOR, PERKINS, WC/60 KVA |  |  | OTHER
305 | 1048951 | 1048951 | FALSE | FALSE | Perkins | 1103A-33T | Generator, Perkins , WC/60 KVA | 60 | GENERATOR, PERKINS, WC/60 KVA | GENERATOR, PERKINS, WC/60 KVA |  |  | UNHCR
354 | 1049010 | 1049010 | FALSE | FALSE | Perkins | DJ32003U525919E | GENERATOR, PERKINS, 60 KVA, WATER COOLER | 60 | GENERATOR, PERKINS, 45 KVA,STA | GENERATOR, PERKINS, 45 KVA,STA |  |  | OTHER
100 | 1082309 | 1082309 | FALSE | FALSE | AKSA | AKSA APD 16A | AKSA 15.5 KVA | 16 | GEN, AKSA APD16A, 15.5 KVA, DI | GEN, AKSA APD16A, 15.5 KVA, DI | AKSA | APD 16A | OTHER
105 | 1082312 | 1082312 | FALSE | FALSE | AKSA | AKSA APD20A | AKSA 20KVA | 20 | GEN, AKSA APD20A, 20 KVA, DIES | GEN, AKSA APD20A, 20 KVA, DIES | AKSA | APD 20A | OTHER
104 | 1082315 | 1082315 | FALSE | FALSE | AKSA | AKSA APD33A | AKSA 33KVA | 33 | GEN, AKSA APD33A, 33 KVA, DIES | GEN, AKSA APD33A, 33 KVA, DIES | AKSA | APD 33A | OTHER
203 | 1077079 | 1077079 | FALSE | FALSE | Caterpillar | Perkins | DE22E3 | 22 | GENERATOR CATERPILLAR 16KVA PO | GENERATOR CATERPILLAR 16KVA PO |  |  | UNHCR
204 | 1077081 | 1077081 | FALSE | FALSE | Caterpillar | PERKINS | DE22E3 | 22 | GENERATOR CATERPILLAR 16KVA PO | GENERATOR CATERPILLAR 16KVA PO |  |  | UNHCR
87 | 1071446 | 1071446 | FALSE | FALSE | AKSA | AKSA AAP8000DE | AKSA 8.5KVA | 9 | GEN 5 KVA PORTABLE PETROL/DIES | GEN 5 KVA PORTABLE PETROL/DIES |  |  | OTHER
142 | 1071449 | 1071449 | FALSE | FALSE | AKSA | AKSA AAP 8000DE | AKSA 8.5KVA | 9 | GEN 5 KVA PORTABLE PETROL/DIES | GEN 5 KVA PORTABLE PETROL/DIES |  |  | OTHER
145 | 1071451 | 1071451 | FALSE | FALSE | AKSA | AKSA AAP 8000DE | AKSA 8.5KVA | 9 | GEN 5 KVA PORTABLE PETROL/DIES | GEN 5 KVA PORTABLE PETROL/DIES |  |  | OTHER
84 | 1071454 | 1071454 | FALSE | FALSE | AKSA | AKSA AAP8000DE | AKSA 8.5KVA | 9 | GEN 5 KVA PORTABLE PETROL/DIES | GEN 5 KVA PORTABLE PETROL/DIES |  |  | OTHER
166 | 1098793 | 1098793 | FALSE | FALSE | Caterpillar | Cat C9 | CAT C9 | 250 | GENERATOR, CATERPILLAR, 230KVA | GENERATOR, CATERPILLAR, 230KVA |  |  | UNHCR
129 | 1082996 | 1082996 | FALSE | FALSE | AKSA | AKSA APD17MA | AKSA 11KVA | 11 | GEN, AKSA APD17MA, 11 KVA, DIE | GEN, AKSA APD17MA, 11 KVA, DIE |  |  | UNHCR
144 | 1105634 | 1105634 | FALSE | FALSE | AKSA | AKSA APD16A | AKSA 15.5KVA | 16 | GEN, AKSA APD16A, 15.5 KVA, DI | GEN, AKSA APD16A, 15.5 KVA, DI | AKSA | APD16A | OTHER
149 | 1131287 | 1131287 | FALSE | FALSE | AKSA | AKSA APD50A | AKSA 50KVA | 50 | GEN, AKSA APD50A, 50 KVA, DIES | GEN, AKSA APD50A, 50 KVA, DIES |  |  | UNHCR
161 | 1123296 | 1123296 | FALSE | FALSE | Caterpillar | CAT C3.3 | DE65E0 LC1514P | 65 | GEN, CATERPILLAR, 60KVA PRIME | GEN, CATERPILLAR, 60KVA PRIME | Caterpiller | C3.3 | UNHCR
40 | 1108474 | 1108474 | FALSE | FALSE | Perkins | 1103A-33TG2 | GB-P60/S | 60 | GEN, CUMMINS, 66 KVA | GEN, CUMMINS, 66 KVA | GB Power Co Ltd | GB-P60/S | UNHCR
14 | 1110709 | 1110709 | FALSE | FALSE | SVF | svf | TF17D6 | 17 | GENERATOR | GENERATOR | Grupo Electrogeno Cabinado | TF17D6 | UNHCR
158 | 1116491 | 1116491 | FALSE | FALSE | Caterpillar | CAT C4.4 | DE110E2 LC3114F | 110 | GENERATOR, CATERPILLAR, PRIME | GENERATOR, CATERPILLAR, PRIME | CATAPILLAR | DE110E2 | UNHCR
116 | 1129775 | 1129775 | FALSE | FALSE | AKSA | AKSA APD20A | AKSA 20KVA | 20 | GEN, AKSA APD20A, 20 KVA, DIES | GEN, AKSA APD20A, 20 KVA, DIES |  |  | UNHCR
94 | 1110639 | 1110639 | FALSE | FALSE | AKSA | AKSA APD12A | AKSA 11.5KVA | 12 | GEN, AKSA APD12A, 11.5 KVA, DI | GEN, AKSA APD12A, 11.5 KVA, DI |  | APD12A | OTHER
292 | 648464 | 648464 | FALSE | FALSE | Perkins | Perkins 1506A-E88TAG3 | Perkins 250KVA Water-Cooled | 250 | PERKINS GEN 250 KVA, WATER COO | PERKINS GEN 250 KVA, WATER COO |  | PERKINS 250KVA PRIME POWER | OTHER
295 | 648467 | 648467 | FALSE | FALSE | Perkins | Perkins | Perkins 250KVA Water-Cooled | 250 | PERKINS GEN 250 KVA, WATER COO | PERKINS GEN 250 KVA, WATER COO |  | PERKINS 250KVA PRIME POWER | OTHER
297 | 648469 | 648469 | FALSE | FALSE | Perkins | Perkins | Perkins 250KVA Water-Cooled | 250 | PERKINS GEN 250 KVA, WATER COO | PERKINS GEN 250 KVA, WATER COO |  | PERKINS 250KVA | OTHER
269 | 648486 | 648486 | FALSE | FALSE | Perkins | Pekins 1506A-E88TAG3 | Perkins 250KVA Water-Cooled | 250 | PERKINS GEN 250 KVA, WATER COO | PERKINS GEN 250 KVA, WATER COO |  | PERKINS 250KVA | UNHCR
270 | 648488 | 648488 | FALSE | FALSE | Perkins | Perkins 1506A-E88TAG3 | Perkins 250KVA Water-Cooled | 250 | PERKINS GEN 250 KVA, WATER COO | PERKINS GEN 250 KVA, WATER COO |  | PERKINS 250KVA | UNHCR
288 | 648723 | 648723 | FALSE | FALSE | Perkins | Perkins | Perkins 150KVA Water-Cooled | 150 | GENERATOR, PERKINS 150 KVA | GENERATOR, PERKINS 150 KVA |  | PERKINS 150 KVA | OTHER
155 | 1139196 | 1139196 | FALSE | FALSE | AKSA | AKSA APD33A | AKSA 33KVA | 33 | GEN, AKSA APD33A, 33 KVA, DIES | GEN, AKSA APD33A, 33 KVA, DIES |  |  | UNHCR
45 | 1009029 | 1009029 | FALSE | FALSE | Fujian Yihua | China made | BGTFD6500T | 8 | GENERATOR | GENERATOR | BG | BGTF6500T | OTHER
23 | 1024025 | 1024025 | FALSE | FALSE | Perkins | Perkins 1103A-33T | Model Year: 2015 | 60 | GEN, PERKINS, 60 KVA PRIME POW | GEN, PERKINS, 60 KVA PRIME POW |  |  | UNHCR
303 | 1011564 | 1011564 | FALSE | FALSE | Perkins | Perkins | Perkins 250KVA Water-Cooled | 250 | PERKINS GEN 250 KVA, WATER COO | PERKINS GEN 250 KVA, WATER COO |  |  | UNHCR
357 | 1024366 | 1024366 | FALSE | FALSE | Perkins | DK32000U503409C | GENERATOR, PERKINS, WC/60 KVA WATER COOLER | 60 | GENERATOR, PERKINS, WC/60 KVA | GENERATOR, PERKINS, WC/60 KVA | Perkins 60 KVA | Perkins 60 KVA | OTHER
323 | 1014179 | 1014179 | FALSE | FALSE | Perkins | MGBF5083N07177C | PERKINS GEN 500 KVA, WATER COO | 500 | PERKINS GEN 500 KVA, WATER COO | PERKINS GEN 500 KVA, WATER COO |  |  | UNHCR
89 | 1090173 | 1090173 | FALSE | FALSE | AKSA | AKSA APD12MA | AKSA 8.5KVA | 9 | GEN, AKSA APD12MA, 8.5 KVA, DI | GEN, AKSA APD12MA, 8.5 KVA, DI |  | APD12MA | OTHER
107 | 1105635 | 1105635 | FALSE | FALSE | AKSA | AKSA APD50A | AKSA 50KVA | 50 | GEN, AKSA APD50A, 50 KVA, DIES | GEN, AKSA APD50A, 50 KVA, DIES | AKSA | APD50A | OTHER
86 | 1071447 | 1071447 | FALSE | FALSE | AKSA | AKSA AAP8000DE | AKSA 8.5KVA | 9 | GEN 5 KVA PORTABLE PETROL/DIES | GEN 5 KVA PORTABLE PETROL/DIES |  |  | OTHER
63 | 1032535 | 1032535 | FALSE | FALSE | Perkins | Perkins GG88PS-O | Perkins 88KVA | 88 | GEN,PERKINS, 80 KVA, WATER COO | GEN,PERKINS, 80 KVA, WATER COO | ENERGYPAC | VC1224G1,C18E209153 | OTHER
114 | 1082316 | 1082316 | FALSE | FALSE | AKSA | AKSA APD33A | AKSA 33KVA | 33 | GEN, AKSA APD33A, 33 KVA, DIES | GEN, AKSA APD33A, 33 KVA, DIES | AKSA | APD 33A | OTHER
70 | 1064290 | 1064290 | FALSE | FALSE | AKSA | AKSA AAP8000DE | AKSA 8.5KVA | 9 | GEN 5 KVA PORTABLE PETROL/DIES | GEN 5 KVA PORTABLE PETROL/DIES |  |  | OTHER
72 | 1064305 | 1064305 | FALSE | FALSE | AKSA | AKSA AAP8000DE | AKSA 8.5KVA | 9 | GEN 5 KVA PORTABLE PETROL/DIES | GEN 5 KVA PORTABLE PETROL/DIES |  |  | OTHER
121 | 1035188 | 1035188 | FALSE | FALSE | Brand (Not idenitifiable) | Manufacturer, Engine (Not idenitifiable) | KDE12T | 10 | GENERATOR | GENERATOR | Genline |  | OTHER
328 | 1048936 | 1048936 | FALSE | FALSE | Perkins | PP82576U069976E | GENERATOR, PERKINS 150 KVA WATER COOL | 150 | GENERATOR, PERKINS 150 KVA | GENERATOR, PERKINS 150 KVA |  |  | UNHCR
277 | 1053880 | 1053880 | FALSE | FALSE | Perkins | Perkins | Perkins 100 KVA Water-Cooled" | 100 | GENERATOR, PERKINS, 100 KVA | GENERATOR, PERKINS, 100 KVA | PERKINS | 100 KVAGENE | UNHCR
154 | 1141290 | 1141290 | FALSE | FALSE | AKSA | AKSA APD33A | AKSA 33KVA | 33 | GEN, AKSA APD33A, 33 KVA, DIES | GEN, AKSA APD33A, 33 KVA, DIES |  |  | UNHCR
304 | 648487 | 648487 | FALSE | FALSE | Perkins | Perkins | Perkins 250KVA Water-Cooled | 250 | PERKINS GEN 250 KVA, WATER COO | PERKINS GEN 250 KVA, WATER COO |  | PERKINS 250KVA | UNHCR
334 | 648763 | 648763 | FALSE | FALSE | Perkins | MGBF5083N04776B | GENERATOR, PERKINS, 500 KVA | 500 | GENERATOR, PERKINS, 500 KVA | GENERATOR, PERKINS, 500 KVA |  | PERKINS 500KVA | UNHCR
331 | 648794 | 648794 | FALSE | FALSE | Perkins | PR82148*U056610B* | GENERATOR, PERKINS 150 KVA WATER COOL | 150 | GENERATOR, PERKINS 150 KVA | GENERATOR, PERKINS 150 KVA |  |  | UNHCR
388 | 851567 |  | FALSE | FALSE | Generator, Bison, 10 KVA | Generator, Bison, 10 KVA | Generator, Bison, 10 KVA | 10
363 | 833021 |  | FALSE | FALSE | Caterpillar | CAT C4.4 | DE88E0 LC3114D | 88
452 | 852380 |  | FALSE | FALSE | Caterpillar | Generator, Caterpillar, 45KVA Prime | Generator, Caterpillar, 45KVA Prime | 45
234 | 661715 |  | FALSE | FALSE | Perkins | Perkins 1103A-33TG2 | DGPS-65 | 60
406 | 851524 |  | FALSE | FALSE | Generator, Bison, 16 KVA | Generator, Bison, 16 KVA | Generator, Bison, 16 KVA | 16
447 | 851722 |  | FALSE | FALSE | Caterpillar | Generator, Caterpillar, 80KVA Prime | Generator, Caterpillar, 80KVA Prime | 80
223 | 690362 |  | FALSE | FALSE | Perkins | 13P | 13P | 13
175 | 431545 |  | FALSE | FALSE | Perkins | Perkins | Perkins | 150
258 | 650235 |  | FALSE | FALSE | Perkins | Perkins 1103A-33TG1 | WPS45S | 30
422 | 851720 |  | FALSE | FALSE | Caterpillar | Generator, Caterpillar, 80 KVA Prime | Generator, Caterpillar, 80 KVA Prime | 80
418 | 851703 |  | FALSE | FALSE | Caterpillar | Generator, Caterpillar, 20 KVA Prime | Generator, Caterpillar, 20 KVA Prime | 20
424 | 852341 |  | FALSE | FALSE | Caterpillar | Generator, Caterpillar, 45 KVA Prime | Generator, Caterpillar, 45 KVA Prime | 45
453 | 826109 |  | FALSE | FALSE | Caterpillar | Generator, Caterpillar, 100KVA Prime | Generator, Caterpillar, 100KVA Prime | 100
389 | 851579 |  | FALSE | FALSE | Generator, Bison, 10 KVA | Generator, Bison, 10 KVA | Generator, Bison, 10 KVA | 10
231 | 718094 |  | FALSE | FALSE | Perkins | Perkins 403D-11G | YNS6.5PE-II | 10
174 | 430830 |  | FALSE | FALSE | FG Wilson | FG Wilson | FG Wilson | 150
249 | 119163 |  | FALSE | FALSE | Perkins | Perkins 1103A-33G | PP30S | 100
399 | 852335 |  | FALSE | FALSE | Perkins | Generator, Perkins, 30 KVA Prime. | Generator, Perkins, 30 KVA Prime. | 30
238 | 742628 |  | FALSE | FALSE | Perkins | Perkins 1104C‐44TAG2 | WPS100S | 45
427 | 852344 |  | FALSE | FALSE | Caterpillar | Generator, Caterpillar, 45 KVA Prime | Generator, Caterpillar, 45 KVA Prime | 45
391 | 851563 |  | FALSE | FALSE | Generator, Bison, 10 KVA | Generator, Bison, 10 KVA | Generator, Bison, 10 KVA | 10
380 | 705202 |  | FALSE | FALSE | Bizon | Bizon | JET 9500 KE | 8
407 | 851533 |  | FALSE | FALSE | Generator, Bison, 16 KVA | Generator, Bison, 16 KVA | Generator, Bison, 16 KVA | 16
462 | 852353 |  | FALSE | FALSE | Caterpillar | Generator, Caterpillar, 12KVA Prime | Generator, Caterpillar, 12KVA Prime | 12
260 | 742631 |  | FALSE | FALSE | Perkins | Perkins 1103A-33G | WPS30S | 30
432 | 852349 |  | FALSE | FALSE | Caterpillar | Generator, Caterpillar, 45 KVA Prime | Generator, Caterpillar, 45 KVA Prime | 45
448 | 851724 |  | FALSE | FALSE | Caterpillar | Generator, Caterpillar, 80KVA Prime | Generator, Caterpillar, 80KVA Prime | 80
417 | 851702 |  | FALSE | FALSE | Caterpillar | Generator, Caterpillar, 20 KVA Prime | Generator, Caterpillar, 20 KVA Prime | 20
370 | 705191 |  | FALSE | FALSE | Bizon | Bizon | JET 9500 KE | 8
221 | 499970 |  | FALSE | FALSE | Perkins | P13 | P13 | 13
177 | 432213 |  | FALSE | FALSE | Perkins | Perkins SNo. WGHF7204N12460Y | Perkins 250 KVA Water Cooled | 250
250 | 742626 |  | FALSE | FALSE | Perkins | Perkins 1103A-33G | WPS30S | 66
271 | 648510 |  | FALSE | FALSE | Perkins | Perkins 1506A-E88TAG3 | Perkins 250KVA Water-Cooled | 250
193 | 643836 |  | FALSE | FALSE | Lister Petter | Lister Petter No 14000107LPW3A27 | Lister Petter 12,4 KW | 10
458 | 851586 |  | FALSE | FALSE | Caterpillar | Generator, Caterpillar, 100KVA Prime | Generator, Caterpillar, 100KVA Prime | 100
402 | 852336 |  | FALSE | FALSE | Perkins | Generator, Perkins, 30 KVA Prime. | Generator, Perkins, 30 KVA Prime. | 30
408 | 851538 |  | FALSE | FALSE | Generator, Bison, 16 KVA | Generator, Bison, 16 KVA | Generator, Bison, 16 KVA | 16
372 | 705193 |  | FALSE | FALSE | Bizon | Bizon | JET 9500 KE | 8
464 | 852362 |  | FALSE | FALSE | Caterpillar | Generator, Caterpillar, 12KVA Prime | Generator, Caterpillar, 12KVA Prime | 12
378 | 705200 |  | FALSE | FALSE | Bizon | Bizon | JET 9500 KE | 8
450 | 852376 |  | FALSE | FALSE | Caterpillar | Generator, Caterpillar, 45KVA Prime | Generator, Caterpillar, 45KVA Prime | 45
383 | 705185 |  | FALSE | FALSE | Bizon | Bizon | WDS B5T 210 | 48
232 | 718280 |  | FALSE | FALSE | DAYLIFE | DG8000D | DG8000D | 6
317 | 648192 |  | FALSE | FALSE | TEKSAN | TEKSAN 1003TG | TESAN 40 KVA | 40
264 | 591282 |  | FALSE | FALSE | Perkins | Perkins 1004 TG | SLV 60 A | 60
42 | 705183 |  | FALSE | FALSE | Bizon | Bizon | WDS B025T 180 | 45
183 | 3803975 |  | FALSE | FALSE | FG WILSON | 1103A-33TG2 | P 55-5 | 55
236 | 709473 |  | FALSE | FALSE | Perkins | Perkins 404A-22G1 | PP20S | 20
38 | 2601535 |  | FALSE | FALSE | Stamford | Perkins | Perkins 150 | 135
219 | 690340 |  | FALSE | FALSE | Perkins | Perkins 1106A-70TAG4 | KJ-P220 | 165
440 | 852373 |  | FALSE | FALSE | Caterpillar | Generator, Caterpillar, 45 KVA Prime | Generator, Caterpillar, 45 KVA Prime | 45
435 | 852358 |  | FALSE | FALSE | Caterpillar | Generator, Caterpillar, 45 KVA Prime | Generator, Caterpillar, 45 KVA Prime | 45
455 | 833168 |  | FALSE | FALSE | Caterpillar | Generator, Caterpillar, 100KVA Prime | Generator, Caterpillar, 100KVA Prime | 100
373 | 705194 |  | FALSE | FALSE | Bizon | Bizon | 8 | 8
307 | 494435 |  | FALSE | FALSE | CUKUROVA | 1103A-33TG1 | CJ | 50
5 | 8593400 |  | FALSE | FALSE | Generac | Generac G-Force | G0065512 | 22
0 | 429807 |  | FALSE | FALSE | Perkins | Perkens | Perkens 35Kva | 35
255 | 742797 |  | FALSE | FALSE | Perkins | Perkins 1103A-33TG2 | WPS60S | 30
439 | 852372 |  | FALSE | FALSE | Caterpillar | Generator, Caterpillar, 45 KVA Prime | Generator, Caterpillar, 45 KVA Prime | 45
421 | 851581 |  | FALSE | FALSE | Caterpillar | Generator, Caterpillar, 80 KVA Prime | Generator, Caterpillar, 80 KVA Prime | 80
467 | 852356 |  | FALSE | FALSE | Caterpillar | Generator, Caterpillar, 20KVA Prime | Generator, Caterpillar,20 KVA Prime | 20
398 | 851540 |  | FALSE | FALSE | Generator, Bison, 16 KVA | Generator, Bison, 16 KVA | Generator, Bison, 16 KVA | 16
395 | 851577 |  | FALSE | FALSE | Generator, Bison, 10 KVA | Generator, Bison, 10 KVA | Generator, Bison, 10 KVA | 10
390 | 851562 |  | FALSE | FALSE | Generator, Bison, 10 KVA | Generator, Bison, 10 KVA | Generator, Bison, 10 KVA | 10
248 | 709923 |  | FALSE | FALSE | Perkins | Perkins 1103A-33G | KJ-P28 | 50
216 | 690341 |  | FALSE | FALSE | Perkins | Perkins 1106A-70TAG4 | KJ-P220 | 165
256 | 709486 |  | FALSE | FALSE | Perkins | Perkins 1103A-33TG2 | WPS60S | 60
400 | 852328 |  | FALSE | FALSE | Perkins | Generator, Perkins, 30 KVA Prime. | Generator, Perkins, 30 KVA Prime. | 30
341 | 633121 |  | FALSE | FALSE | Perkins | 353547/73 | GENERATOR, PERKINS, WC/60 KVA | 60
253 | 742625 |  | FALSE | FALSE | Perkins | Perkins 1103A-33TG2 | WPS60S | 60
371 | 705192 |  | FALSE | FALSE | Bizon | Bizon | JET 9500 KE | 8
189 | 2206893 |  | FALSE | FALSE | Caterpillar | Perkins | DE22E3 | 22
171 | 431340 |  | FALSE | FALSE | Perkins | S.NO 16585 | Perkins 80 KVA Water Cooled | 80
298 | 417983 |  | FALSE | FALSE | Perkins | Perkins | Perkins 80KVA Water-Cooled | 80
349 | 543001 |  | FALSE | FALSE | Perkins | N07563C | PERKINS GEN 250 KVA, WATER COOLER | 250
266 | 632740 |  | FALSE | FALSE | Perkins | Perkins A33G12762 | Perkins 135KVA Water Cooled | 135
229 | 709487 |  | FALSE | FALSE | Perkins | 1103A-33T | 1103A-33T | 60
416 | 852317 |  | FALSE | FALSE | Caterpillar | Generator, Caterpillar, 12 KVA | Generator, Caterpillar, 12 KVA | 12
168 | 431173 |  | FALSE | FALSE | Perkins | S.No U907278T | Perkins 150 KVA Water Cooled | 150
379 | 705201 |  | FALSE | FALSE | Bizon | Bizon | JET 9500 KE | 8
252 | 694876 |  | FALSE | FALSE | Perkins | Perkins 1103A-33TG2 | WPS60S | 100
187 | 3702493 |  | FALSE | FALSE | FG WILSON | 1104C-44TA | WPS33S | 33
405 | 852331 |  | FALSE | FALSE | Perkins | Generator, Perkins, 60 KVA Prime. | Generator, Perkins, 60 KVA Prime. | 60
463 | 852355 |  | FALSE | FALSE | Caterpillar | Generator, Caterpillar, 12KVA Prime | Generator, Caterpillar, 12KVA Prime | 12
247 | 742385 |  | FALSE | FALSE | Perkins | Perkins 1103A-33G | WPS30S | 100
257 | 709922 |  | FALSE | FALSE | Perkins | Perkins 1103A-33G | WPS30S | 50
239 | 826778 |  | FALSE | FALSE | Perkins | Perkins 1103A-33G | WPS30S | 30
426 | 852343 |  | FALSE | FALSE | Caterpillar | Generator, Caterpillar, 45 KVA Prime | Generator, Caterpillar, 45 KVA Prime | 45
404 | 852326 |  | FALSE | FALSE | Perkins | Generator, Perkins, 60 KVA Prime. | Generator, Perkins, 60 KVA Prime. | 60
446 | 851728 |  | FALSE | FALSE | Caterpillar | Generator, Caterpillar, 30KVA Prime | Generator, Caterpillar, 30KVA Prime | 30
261 | 661711 |  | FALSE | FALSE | Perkins | Perkins 1103A-33TG2 | WPS60S | 45
251 | 709484 |  | FALSE | FALSE | Perkins | Perkins 1103A-33G | WPS30S | 100
456 | 851546 |  | FALSE | FALSE | Caterpillar | Generator, Caterpillar, 100KVA Prime | Generator, Caterpillar, 100KVA Prime | 100
366 | 705178 |  | FALSE | FALSE | Bizon | Bizon | JET 9500 KE | 8
419 | 851705 |  | FALSE | FALSE | Caterpillar | Generator, Caterpillar, 20 KVA Prime | Generator, Caterpillar, 20 KVA Prime | 20
428 | 852345 |  | FALSE | FALSE | Caterpillar | Generator, Caterpillar, 45 KVA Prime | Generator, Caterpillar, 45 KVA Prime | 45
414 | 851535 |  | FALSE | FALSE | Generator, Bison, 60 KVA | Generator, Bison, 60 KVA | Generator, Bison, 60 KVA | 60
434 | 852357 |  | FALSE | FALSE | Caterpillar | Generator, Caterpillar, 45 KVA Prime | Generator, Caterpillar, 45 KVA Prime | 45
199 | 643820 |  | FALSE | FALSE | PERKINS | 41041414-020380 | 25KVA | 25
182 | 3805237 |  | FALSE | FALSE | FG WILSON | 1103A-33TG2 | P65-5 | 65
375 | 705196 |  | FALSE | FALSE | Bizon | Bizon | JET 9500 KE | 8
367 | 705179 |  | FALSE | FALSE | Bizon | Bizon | JET 9500 KE | 8
235 | 742629 |  | FALSE | FALSE | Perkins | Perkins 404A-22G1 | PP20S | 20
201 | 717974 |  | FALSE | FALSE | Perkins | PERKINS GV83540R044405E | PERKINS 20 KVA | 20
19 | 5291620 |  | FALSE | FALSE | Perkins | Perkins 1506A-7E88TAG3 | CDC 200 PS | 350
169 | 431341 |  | FALSE | FALSE | Perkins | S.No U297222V | Perkins 40 KVA Prime Pow | 40
454 | 826110 |  | FALSE | FALSE | Caterpillar | Generator, Caterpillar, 100KVA Prime | Generator, Caterpillar, 100KVA Prime | 100
425 | 852342 |  | FALSE | FALSE | Caterpillar | Generator, Caterpillar, 45 KVA Prime | Generator, Caterpillar, 45 KVA Prime | 45
180 | 2202012 |  | FALSE | FALSE | Perkins | 1104C-44TA | WPS100S | 100
12 | 1499892 |  | FALSE | FALSE | Perkins | PEP 23 | FGWPEP23LMWS00759 | 80
420 | 851588 |  | FALSE | FALSE | Caterpillar | Generator, Caterpillar, 60 KVA Prime | Generator, Caterpillar, 60 KVA Prime | 60
433 | 852350 |  | FALSE | FALSE | Caterpillar | Generator, Caterpillar, 45 KVA Prime | Generator, Caterpillar, 45 KVA Prime | 45
200 | 717973 |  | FALSE | FALSE | PERKINS | GV83540R044531E | PERKINS 20KVA | 20
381 | 705203 |  | FALSE | FALSE | Bizon | Bizon | JET 9500 KE | 8
397 | 581575 |  | FALSE | FALSE | Generator, Bison, 10 KVA | Generator, Bison, 10 KVA | Generator, Bison, 10 KVA | 10
237 | 709488 |  | FALSE | FALSE | Perkins | 1103A-33T | WPS45S | 45
415 | 851539 |  | FALSE | FALSE | Generator, Bison, 60 KVA | Generator, Bison, 60 KVA | Generator, Bison, 60 KVA | 60
441 | 852375 |  | FALSE | FALSE | Caterpillar | Generator, Caterpillar, 45 KVA Prime | Generator, Caterpillar, 45 KVA Prime | 45
245 | 742630 |  | FALSE | FALSE | Perkins | Perkins 403D-15G | PMD12S.PH1 | 15
230 | 709485 |  | FALSE | FALSE | Perkins | Perkins 1104C-44TG2 | DGS-PR-0040 | 100
243 | 826777 |  | FALSE | FALSE | Perkins | Perkins 1103A-33TG1 | WPS45S | 30
429 | 852346 |  | FALSE | FALSE | Caterpillar | Generator, Caterpillar, 45 KVA Prime | Generator, Caterpillar, 45 KVA Prime | 45
350 | 648809 |  | FALSE | FALSE | Perkins | N07551C | PERKINS GEN 250 KVA, WATER COOLER | 250
377 | 705199 |  | FALSE | FALSE | Bizon | Bizon | JET 9500 KE | 8
437 | 852360 |  | FALSE | FALSE | Caterpillar | Generator, Caterpillar, 45 KVA Prime | Generator, Caterpillar, 45 KVA Prime | 45
382 | 705204 |  | FALSE | FALSE | Bizon | Bizon | JET 9500 KE | 8
466 | 852364 |  | FALSE | FALSE | Generator, Caterpillar, 12KVA Prime | Generator, Caterpillar, 12KVA Prime | Generator, Caterpillar, 12KVA Prime | 12
259 | 827082 |  | FALSE | FALSE | Perkins | Perkins 1103A-33TG1 | WPS45S | 60
394 | 851576 |  | FALSE | FALSE | Generator, Bison, 10 KVA | Generator, Bison, 10 KVA | Generator, Bison, 10 KVA | 10
242 | 742627 |  | FALSE | FALSE | Cummins | Cummins | M-C45 | 31
374 | 705195 |  | FALSE | FALSE | Bizon | Bizon | JET 9500 KE | 8
172 | 430814 |  | FALSE | FALSE | Perkins | Perkins | Perkins | 15
461 | 852352 |  | FALSE | FALSE | Caterpillar | Generator, Caterpillar, 12KVA Prime | Generator, Caterpillar, 12KVA Prime | 12
369 | 705180 |  | FALSE | FALSE | Bizon | Bizon | JET 9500 KE | 8
430 | 852347 |  | FALSE | FALSE | Caterpillar | Generator, Caterpillar, 45 KVA Prime | Generator, Caterpillar, 45 KVA Prime | 45
403 | 852337 |  | FALSE | FALSE | Perkins | Generator, Perkins, 30 KVA Prime. | Generator, Perkins, 30 KVA Prime. | 30
233 | 718092 |  | FALSE | FALSE | Perkins | Perkins 403A-15G1 | CDG 10 PS | 10
220 | 690273 |  | FALSE | FALSE | Caterpillar | CAT C7.1 | DE220E0 LC5014F | 275
241 | 742798 |  | FALSE | FALSE | Perkins | Perkins 1104C-44TG2 | DGS-PR-0040 | 60
387 | 851566 |  | FALSE | FALSE | Generator, Bison, 10 KVA | Generator, Bison, 10 KVA | Generator, Bison, 10 KVA | 10
396 | 851578 |  | FALSE | FALSE | Generator, Bison, 10 KVA | Generator, Bison, 10 KVA | Generator, Bison, 10 KVA | 10
173 | 430818 |  | FALSE | FALSE | Perkins | Perkins | Perkins | 15
170 | 431174 |  | FALSE | FALSE | Perkins | S.No U473000S | Perkins 80 KVA Water Cooled | 80
364 | 705176 |  | FALSE | FALSE | Bizon | Bizon | JET 9500 KE | 8
263 | 591119 |  | FALSE | FALSE | FG Wilson | FG Wilson | P45P2 | 45
185 | 2202002 |  | FALSE | FALSE | Perkins | 1104C-44TA | WPS45S | 45
218 | 499910 |  | FALSE | FALSE | Perkins | Perkins 403D-11G | YNS6.5PE-II | 65
179 | 3805252 |  | FALSE | FALSE | FG WILSON | 1103A-33TG2 | P65-5 | 65
240 | 709489 |  | FALSE | FALSE | Perkins | Perkins 1103A-33TG1 | WPS45S | 45
224 | 690276 |  | FALSE | FALSE | Perkins | P65 | P65 | 65
384 | 705198 |  | FALSE | FALSE | Bizon | Bizon | JET 9500 KE | 8
365 | 705177 |  | FALSE | FALSE | Bizon | Bizon | JET 9500 KE | 8
190 | 2206812 |  | FALSE | FALSE | Caterpillar | Perkins | DE22E3 | 22
413 | 851532 |  | FALSE | FALSE | Generator, Bison, 60 KVA | Generator, Bison, 60 KVA | Generator, Bison, 60 KVA | 60
438 | 852371 |  | FALSE | FALSE | Caterpillar | Generator, Caterpillar, 45 KVA Prime | Generator, Caterpillar, 45 KVA Prime | 45
217 | 499980 |  | FALSE | FALSE | Perkins | PEP22 | 65kva perkins | 65
244 | 661713 |  | FALSE | FALSE | Perkins | Perkins 403D-11G | YNS6.5PE-II | 14
285 | 648179 |  | FALSE | FALSE | Perkins | Perkins | Perkins 40KVA Water-Cooled | 40
451 | 852379 |  | FALSE | FALSE | Caterpillar | Generator, Caterpillar, 45KVA Prime | Generator, Caterpillar, 45KVA Prime | 45
449 | 852374 |  | FALSE | FALSE | Caterpillar | Generator, Caterpillar, 45KVA Prime | Generator, Caterpillar, 45KVA Prime | 45
431 | 852348 |  | FALSE | FALSE | Generator, Caterpillar, 45 KVA Prime | Generator, Caterpillar, 45 KVA Prime | Generator, Caterpillar, 45 KVA Prime | 45
410 | 851530 |  | FALSE | FALSE | Generator, Bison, 45 KVA | Generator, Bison, 45 KVA | Generator, Bison, 45 KVA | 45
222 | 499929 |  | FALSE | FALSE | Perkins | P13.5-6 | P13 | 13
11 | 1765433 |  | FALSE | FALSE | Perkins | PEP 81 | FGWPEP81HYCD02497 | 16
376 | 705197 |  | FALSE | FALSE | Bizon | Bizon | JET 9500 KE | 8
460 | 852315 |  | FALSE | FALSE | Caterpillar | Generator, Caterpillar, 12KVA Prime | Generator, Caterpillar, 12KVA Prime | 12
445 | 851729 |  | FALSE | FALSE | Caterpillar | Generator, Caterpillar, 16KVA Prime | Generator, Caterpillar, 16KVA Prime | 16
409 | 851525 |  | FALSE | FALSE | Generator, Bison, 45 KVA | Generator, Bison, 45 KVA | Generator, Bison, 45 KVA | 45
444 | 851735 |  | FALSE | FALSE | Caterpillar | Generator, Caterpillar, 12 KVA Prime | Generator, Caterpillar, 12 KVA Prime | 12
178 | 431175 |  | FALSE | FALSE | Perkins | Perkins S.No. U327554N | Perkins 80 KVA | 80
465 | 852363 |  | FALSE | FALSE | Caterpillar | Generator, Caterpillar, 12KVA Prime | Generator, Caterpillar, 12KVA Prime | 12
192 | 505132 |  | FALSE | FALSE | Perkins | Perkins 2871A301 | Perkins 100 KVA | 100
191 | 2206891 |  | FALSE | FALSE | Caterpillar | Perkins | DE22E3 | 22
176 | 431339 |  | FALSE | FALSE | Perkins | Perkins 250 KVA | Perkins 250 KVA Water Cooled | 250
423 | 852339 |  | FALSE | FALSE | Caterpillar | Generator, Caterpillar, 45 KVA Prime | Generator, Caterpillar, 45 KVA Prime | 45
385 | 705207 |  | FALSE | FALSE | Bizon | Bizon | WDS B025Z 140 | 13
254 | 802052 |  | FALSE | FALSE | Perkins | Perkins 1103A | JP45 | 13
392 | 851580 |  | FALSE | FALSE | Generator, Bison, 10 KVA | Generator, Bison, 10 KVA | Generator, Bison, 10 KVA | 10
412 | 851531 |  | FALSE | FALSE | Generator, Bison, 60 KVA | Generator, Bison, 60 KVA | Generator, Bison, 60 KVA | 60
442 | 852377 |  | FALSE | FALSE | Caterpillar | Generator, Caterpillar, 45 KVA Prime | Generator, Caterpillar, 45 KVA Prime | 45
393 | 851564 |  | FALSE | FALSE | Generator, Bison, 10 KVA | Generator, Bison, 10 KVA | Generator, Bison, 10 KVA | 10
411 | 851522 |  | FALSE | FALSE | Generator, Bison, 60 KVA | Generator, Bison, 60 KVA | Generator, Bison, 60 KVA | 60
386 | 705208 |  | FALSE | FALSE | Bizon | Bizon | WDS B025T 180 | 30
246 | 718090 |  | FALSE | FALSE | Perkins | Perkins 1103A-33G | PP30S | 30
401 | 852329 |  | FALSE | FALSE | Perkins | Generator, Perkins, 30 KVA Prime. | Generator, Perkins, 30 KVA Prime. | 30
436 | 852359 |  | FALSE | FALSE | Caterpillar | Generator, Caterpillar, 45 KVA Prime | Generator, Caterpillar, 45 KVA Prime | 45
459 | 851589 |  | FALSE | FALSE | Caterpillar | Generator, Caterpillar, 100KVA Prime | Generator, Caterpillar, 100KVA Prime | 100
457 | 851547 |  | FALSE | FALSE | Caterpillar | Generator, Caterpillar, 100KVA Prime | Generator, Caterpillar, 100KVA Prime | 100
443 | 852378 |  | FALSE | FALSE | Caterpillar | Generator, Caterpillar, 45 KVA Prime | Generator, Caterpillar, 45 KVA Prime | 45
214 | 556015Y |  | TRUE | TRUE | KJ POWER | PERKINSS 403D-15G | 5KJP15ATSP | 15
25 | 1035592 |  | FALSE | TRUE | Perkins | 19A1001 | WPS150BS | 150
27 | 1007322 |  | FALSE | TRUE | Perkins | Perkins 1103A-33G | PP30S | 250
228 | 2 |  | TRUE | TRUE | Perkins | Perkins 1106A-70TAG4 | KJ-P220 | 110
39 | -597479 |  | TRUE | FALSE | LOVOL + Altenator: Powergen PGA 22D | LOVOL 1004G | Powergen PGA 22D | 45
33 | -417391 |  | TRUE | FALSE | Sakr | Sakr 3B10K003210 | Sakr 3B10K003210 Water-Cooled | 33
163 | -832991 |  | TRUE | FALSE | Caterpillar | 7K305617 | Caterpillar DE110-GC 50 Hz | 110
186 | 22C2001 |  | TRUE | TRUE | Perkins | 1104C-44TA | WPS45S | 45
348 | 1048946 |  | FALSE | TRUE | Perkins | TGBF5012N03292B | PERKINS GEN 350 KVA, WATER COOLER | 350
468 | 852356 |  | FALSE | TRUE | Caterpillar | Generator, Caterpillar, 20 KVA Prime | Generator, Caterpillar, 20 KVA Prime | 20
226 | 1 |  | TRUE | TRUE | Perkins | Perkins 1106A-70TAG4 | KJ-P220 | 165
21 | 5291620 |  | FALSE | TRUE | Perkins | Perkins 90520P | Perkings 170KVA | 170
181 | 2202012 |  | FALSE | TRUE | Perkins | 1104C-44TA | WPS100S | 100
215 | 1035592 |  | FALSE | TRUE | GEN, POWERLINK, WPS150BS 150 k | Peak Intrnational Trade (Tianjin) Co. Ltd | WPS150BS 150k | 150
37 | -417332 |  | TRUE | FALSE | AriaKaraSanat | LOVOL 1004TG | AriaKaraSanat 75 KVA Water-Cooled | 75
184 | 21B2031 |  | TRUE | FALSE | Perkins | 1104C-44TA | WPS60S | 60
162 | -593996 |  | TRUE | FALSE | SDMO | John Deere 3029tf120 | SDMO J44K | 44
30 | 1110709 |  | FALSE | TRUE | SVF | SVF TF17D6-1P | SVF TF17D6-1P | 16
351 | 648487 |  | FALSE | TRUE | Perkins | 1612-140-161230-0914 | PERKINS GEN 250 KVA, WATER COOLER | 250
227 | 2 |  | TRUE | FALSE | Perkins | Perkins 1106A-70TAG4 | KJ-P220 | 110
368 | 705179 |  | FALSE | TRUE | Bizon | Bizon | JET 9500 KE | 8
36 | -416960 |  | TRUE | FALSE | Perkins | PERKINS TWO II 184G1 | PERKINS, Water Cooled 35KVA | 35
225 | 1 |  | TRUE | FALSE | Perkins | Perkins 1106A-70TAG4 | KJ-P220 | 165
35 | -417471 |  | TRUE | FALSE | MBH | 3LND-K | B4XIS/4, 40KVA Water-Cooled | 40
188 | 5KJ6243 |  | TRUE | TRUE | Perkins | 403D-15G | 5KJP15ATSB | 13

## MSRP_precloud erp.csv
597479 | 597479 | TRUE |  | 2923 | 597479 | 597479 | UNHCR_ASSET_BOOK | 597479 | GENERATOR | 597479 | AKS50-L | 15005741 | 1004G14 | CAPITALIZED | 8893.73 | 2017-02-28 | HCR PRORAT | 1 | POWER GENERATION | GENERATORS AND SOLAR PANELS | SERIALLY-TRACKED ITEMS | SERIALLY-TRACKED ITEMS 60 | POWER GENERATORS | 170474 | Mr. Mohammad Reza MALAKOOTI | L | POST | POST | UNHCR | UNHCR STAFF | IN SERVICE | YES | YES | OWNED | NEW | YES | 0 | 8893.73 | STL | 60 | 8893.73 | 110 | 0 | 991010 | 0 | 0 | 0 | 0 | 0 | 2017-02-28 | EP-GN-10009 | 503 | STI_60 | 7567 | STI | 597479 | 597479 | GENERATOR | 1 | IRN-TEH-TEH-BXX-001 | DEFAULT | 110 | 0 | 711020 | 0 | 0 | 0 | 0 | 0
563200 | 1009029 | FALSE |  | 3140 | 1009029 | 1009029 | UNHCR_ASSET_BOOK | 1009029 | GENERATOR | 563200 | BG | IDCGC08A | BGTF6500T | CAPITALIZED | 1284.68 | 2017-12-24 | HCR PRORAT | 1 | POWER GENERATION | GENERATORS AND SOLAR PANELS | SERIALLY-TRACKED ITEMS | SERIALLY-TRACKED ITEMS 60 | POWER GENERATORS | 16300 | BANGLADESH RED CRESCENT SOCIETY | P | POST | POST | OTHER | 16300 | IN SERVICE | YES | YES | OWNED | NEW | YES | 0 | 1284.68 | STL | 60 | 1284.68 | 110 | 0 | 991010 | 0 | 0 | 0 | 0 | 0 | 2017-12-24 | EP-GN-10009 | 503 | STI_60 | 7567 | STI | 1009029 | 1009029 | GENERATOR | 1 | BGD-CHI-COX-BXX-001 | COX'SBAZAR | 110 | 0 | 711020 | 0 | 0 | 0 | 0 | 0
563198 | 1009032 | FALSE |  | 2013 | 1009032 | 1009032 | UNHCR_ASSET_BOOK | 1009032 | GENERATOR | 563198 | BG | IDCGO08A | BGTF6500T | CAPITALIZED | 1284.68 | 2017-12-24 | HCR PRORAT | 1 | POWER GENERATION | GENERATORS AND SOLAR PANELS | SERIALLY-TRACKED ITEMS | SERIALLY-TRACKED ITEMS 60 | POWER GENERATORS | 16300 | BANGLADESH RED CRESCENT SOCIETY | P | POST | POST | OTHER | 16300 | IN SERVICE | YES | YES | OWNED | NEW | YES | 0 | 1284.68 | STL | 60 | 1284.68 | 110 | 0 | 991010 | 0 | 0 | 0 | 0 | 0 | 2017-12-24 | EP-GN-10009 | 503 | STI_60 | 7567 | STI | 1009032 | 1009032 | GENERATOR | 1 | BGD-CHI-COX-BXX-001 | NYP CAMP21 | 110 | 0 | 711020 | 0 | 0 | 0 | 0 | 0
690362 | 690362 | TRUE |  | 2208 | 1019612 | 1019612 | UNHCR_ASSET_BOOK | 1019612 | GENERATOR | 690362 | FG WILSON GENERATOR | GU51798U598114C | P3-403A15G | CAPITALIZED | 7944.89 | 2018-03-23 | HCR PRORAT | 1 | POWER GENERATION | GENERATORS AND SOLAR PANELS | SERIALLY-TRACKED ITEMS | SERIALLY-TRACKED ITEMS 60 | POWER GENERATORS | 2052 | UNHCR | C | POST | POST | UNHCR | UNHCR | IN SERVICE | YES | YES | OWNED | NEW | YES | 0 | 7944.89 | STL | 60 | 7944.89 | 110 | 0 | 991010 | 0 | 0 | 0 | 0 | 0 | 2018-03-23 | EP-GN-10009 | 503 | STI_60 | 7567 | STI | 1019612 | 1019612 | GENERATOR | 1 | NGA-BOR-MAI-BXX-001 | MAI WAREHOUSE | 110 | 0 | 711020 | 0 | 0 | 0 | 0 | 0
708571 | 1023280 | FALSE |  | 174 | 1023280 | 1023280 | UNHCR_ASSET_BOOK | 1023280 | GENERATOR | 708571 | AC POWER | 1816006236 | K4100D | CAPITALIZED | 3517.39 | 2018-11-15 | HCR PRORAT | 1 | POWER GENERATION | GENERATORS AND SOLAR PANELS | SERIALLY-TRACKED ITEMS | SERIALLY-TRACKED ITEMS 60 | POWER GENERATORS | 16300 | BANGLADESH RED CRESCENT SOCIETY | P | POST | POST | OTHER | 16300 | IN SERVICE | YES | YES | OWNED | NEW | YES | 0 | 3517.39 | STL | 60 | 3517.39 | 110 | 0 | 991010 | 0 | 0 | 0 | 0 | 0 | 2018-11-15 | EP-GN-10009 | 503 | STI_60 | 7567 | STI | 1023280 | 1023280 | GENERATOR | 1 | BGD-CHI-COX-BXX-001 | KTP CAMP 1 | 110 | 0 | 711020 | 0 | 0 | 0 | 0 | 0
708785 | 1027459 | FALSE |  | 2222 | 1027459 | 1027459 | UNHCR_ASSET_BOOK | 1027459 | GENERATOR | 708785 | Genline | K150490847 | Genline | CAPITALIZED | 1584.59 | 2019-01-31 | HCR PRORAT | 1 | POWER GENERATION | GENERATORS AND SOLAR PANELS | SERIALLY-TRACKED ITEMS | SERIALLY-TRACKED ITEMS 60 | POWER GENERATORS | 16300 | BANGLADESH RED CRESCENT SOCIETY | P | POST | POST | OTHER | 16300 | IN SERVICE | YES | YES | OWNED | NEW | YES | 0 | 1584.59 | STL | 60 | 1584.59 | 110 | 0 | 991010 | 0 | 0 | 0 | 0 | 0 | 2019-01-31 | EP-GN-10009 | 503 | STI_60 | 7567 | STI | 1027459 | 1027459 | GENERATOR | 1 | BGD-CHI-COX-BXX-001 | NYP CAMP21 | 110 | 0 | 711020 | 0 | 0 | 0 | 0 | 0
708580 | 1035187 | FALSE |  | 335 | 1035187 | 1035187 | UNHCR_ASSET_BOOK | 1035187 | GENERATOR | 708580 | Genline | 9001422 |  | CAPITALIZED | 3465.33 | 2019-01-31 | HCR PRORAT | 1 | POWER GENERATION | GENERATORS AND SOLAR PANELS | SERIALLY-TRACKED ITEMS | SERIALLY-TRACKED ITEMS 60 | POWER GENERATORS | 16300 | BANGLADESH RED CRESCENT SOCIETY | P | POST | POST | OTHER | 16300 | IN SERVICE | YES | YES | OWNED | NEW | YES | 0 | 3465.33 | STL | 60 | 3465.33 | 110 | 0 | 991010 | 0 | 0 | 0 | 0 | 0 | 2019-01-31 | EP-GN-10009 | 503 | STI_60 | 7567 | STI | 1035187 | 1035187 | GENERATOR | 1 | BGD-CHI-COX-BXX-001 | COX'SBAZAR | 110 | 0 | 711020 | 0 | 0 | 0 | 0 | 0
708696 | 1035188 | FALSE |  | 3318 | 1035188 | 1035188 | UNHCR_ASSET_BOOK | 1035188 | GENERATOR | 708696 | Genline | 11032612 |  | CAPITALIZED | 3465.33 | 2019-01-31 | HCR PRORAT | 1 | POWER GENERATION | GENERATORS AND SOLAR PANELS | SERIALLY-TRACKED ITEMS | SERIALLY-TRACKED ITEMS 60 | POWER GENERATORS | 16300 | BANGLADESH RED CRESCENT SOCIETY | P | POST | POST | OTHER | 16300 | IN SERVICE | YES | YES | OWNED | NEW | YES | 0 | 3465.33 | STL | 60 | 3465.33 | 110 | 0 | 991010 | 0 | 0 | 0 | 0 | 0 | 2019-01-31 | EP-GN-10009 | 503 | STI_60 | 7567 | STI | 1035188 | 1035188 | GENERATOR | 1 | BGD-CHI-COX-BXX-001 | KTP REF_ C | 110 | 0 | 711020 | 0 | 0 | 0 | 0 | 0
708791 | 1035479 | FALSE | 22 | 316 | 1035479 | 1035479 | UNHCR_ASSET_BOOK | 1035479 | GENERATOR, POWERLINK, 80 KVA | 708791 |  | 18D2003 |  | CAPITALIZED | 14776.24 | 2019-04-22 | HCR PRORAT | 1 | POWER GENERATION | GENERATORS AND SOLAR PANELS | FIXED ASSETS / PPE | GENERATORS 60 | AIR COOLED POWER GENERATORS | 2052 | UNHCR | C | POST | POST | UNHCR | UNHCR | IN SERVICE | YES | YES | OWNED | NEW | YES | 1477 | 12313.53 | STL | 60 | 14776.24 | 110 | 0 | 991010 | 0 | 0 | 0 | 0 | 0 | 2019-04-22 | EP-GN-10096 | 504 | GENERAT_60 | 8632 | UNHCR | 1035479 | 1035479 | GENERATOR, POWERLINK, 80 KVA | 1 | BGD-CHI-COX-BXX-001 | COX SUB OFFICE | 110 | 0 | 711020 | 0 | 0 | 0 | 0 | 0
379432 | 1035592 | FALSE |  | 323 | 1035592 | 1035592 | UNHCR_ASSET_BOOK | 1035592 | GEN, POWERLINK, WPS150BS 150 k | 379432 |  | 8517 |  | CAPITALIZED | 22103.84 | 2019-04-24 | HCR PRORAT | 1 | POWER GENERATION | GENERATORS AND SOLAR PANELS | FIXED ASSETS / PPE | GENERATORS 60 | POWER GENERATORS | 2052 | UNHCR | C | POST | POST | UNHCR | UNHCR | IN SERVICE | YES | YES | OWNED | NEW | YES | 2210 | 18419.89 | STL | 60 | 22103.84 | 110 | 0 | 991010 | 0 | 0 | 0 | 0 | 0 | 2019-04-24 | EP-GN-10016 | 503 | GENERAT_60 | 8517 | UNHCR | 1035592 | 1035592 | GEN, POWERLINK, WPS150BS 150 k | 1 | SRB-REG-PRI-BXX-001 | PRISTINA | 110 | 0 | 711020 | 0 | 0 | 0 | 0 | 0
561749 | 1036744 | FALSE |  | 334 | 1036744 | 1036744 | UNHCR_ASSET_BOOK | 1036744 | GEN, CATERPILLAR, PRIME 200KVA | 561749 |  | GTP01514 |  | CAPITALIZED | 75567.17 | 2019-05-09 | HCR PRORAT | 1 | POWER GENERATION | GENERATORS AND SOLAR PANELS | FIXED ASSETS / PPE | GENERATORS 60 | WATER COOLED POWER GENERATORS | 2052 | UNHCR | C | POST | POST | UNHCR | UNHCR | IN SERVICE | YES | YES | OWNED | NEW | YES | 7556 | 61713.17 | STL | 60 | 75567.17 | 110 | 0 | 991010 | 0 | 0 | 0 | 0 | 0 | 2019-05-09 | EP-GN-10048 | 505 | GENERAT_60 | 8769 | UNHCR | 1036744 | 1036744 | GEN, CATERPILLAR, PRIME 200KVA | 1 | YEM-ADE-ADE-BXX-001 | ADE 2 | 110 | 0 | 711020 | 0 | 0 | 0 | 0 | 0
561750 | 1036745 | FALSE | 386 | 2154 | 1036745 | 1036745 | UNHCR_ASSET_BOOK | 1036745 | GEN, CATERPILLAR, PRIME 200KVA | 561750 |  | GTP01442 |  | CAPITALIZED | 75567.17 | 2019-05-09 | HCR PRORAT | 1 | POWER GENERATION | GENERATORS AND SOLAR PANELS | FIXED ASSETS / PPE | GENERATORS 60 | WATER COOLED POWER GENERATORS | 2052 | UNHCR | C | POST | POST | UNHCR | UNHCR | IN SERVICE | YES | YES | OWNED | NEW | YES | 7556 | 61713.17 | STL | 60 | 75567.17 | 110 | 0 | 991010 | 0 | 0 | 0 | 0 | 0 | 2019-05-09 | EP-GN-10048 | 505 | GENERAT_60 | 8769 | UNHCR | 1036745 | 1036745 | GEN, CATERPILLAR, PRIME 200KVA | 1 | YEM-ADE-ADE-BXX-001 | ADE 2 | 110 | 0 | 711020 | 0 | 0 | 0 | 0 | 0
751793 | 1053871 | FALSE | 736 | 349 | 1053871 | 1053871 | UNHCR_ASSET_BOOK | 1053871 | GENERATOR, PERKINS, WC/60 KVA | 751793 |  | DK32037U533658E |  | CAPITALIZED | 13900 | 2020-01-14 | HCR PRORAT | 1 | POWER GENERATION | GENERATORS AND SOLAR PANELS | FIXED ASSETS / PPE | GENERATORS 60 | WATER COOLED POWER GENERATORS | 226257 | HQ Joint Crisis Coordination Centre | P | POST | POST | OTHER | 226257 | IN SERVICE | YES | YES | OWNED | NEW | YES | 1390 | 9498.35 | STL | 60 | 13900 | 110 | 0 | 991010 | 0 | 0 | 0 | 0 | 0 | 2020-01-14 | EP-GN-10065 | 505 | GENERAT_60 | 5082 | UNHCR | 1053871 | 1053871 | GENERATOR, PERKINS, WC/60 KVA | 1 | IRQ-DAH-DOH-BXX-001 | DEFAULT | 110 | 0 | 711020 | 0 | 0 | 0 | 0 | 0
751793 | 1053871 | FALSE |  | 349 | 1053871 | 1053871 | UNHCR_ASSET_BOOK | 1053871 | GENERATOR, PERKINS, WC/60 KVA | 751793 |  | DK32037U533658E |  | CAPITALIZED | 13900 | 2020-01-14 | HCR PRORAT | 1 | POWER GENERATION | GENERATORS AND SOLAR PANELS | FIXED ASSETS / PPE | GENERATORS 60 | WATER COOLED POWER GENERATORS | 226257 | HQ Joint Crisis Coordination Centre | P | POST | POST | OTHER | 226257 | IN SERVICE | YES | YES | OWNED | NEW | YES | 1390 | 9498.35 | STL | 60 | 13900 | 110 | 0 | 991010 | 0 | 0 | 0 | 0 | 0 | 2020-01-14 | EP-GN-10065 | 505 | GENERAT_60 | 5082 | UNHCR | 1053871 | 1053871 | GENERATOR, PERKINS, WC/60 KVA | 1 | IRQ-DAH-DOH-BXX-001 | DEFAULT | 110 | 0 | 711020 | 0 | 0 | 0 | 0 | 0
751783 | 1053883 | FALSE |  | 355 | 1053883 | 1053883 | UNHCR_ASSET_BOOK | 1053883 | GENERATOR, PERKINS 150 KVA | 751783 | GENERATOR, PERKINS | PP82576U071220E | PERKINS 150 KVA | CAPITALIZED | 21510 | 2020-01-14 | HCR PRORAT | 1 | POWER GENERATION | GENERATORS AND SOLAR PANELS | FIXED ASSETS / PPE | GENERATORS 60 | AIR COOLED POWER GENERATORS | 2052 | UNHCR | C | POST | POST | UNHCR | UNHCR | IN SERVICE | YES | YES | OWNED | NEW | YES | 2151 | 14698.5 | STL | 60 | 21510 | 110 | 0 | 991010 | 0 | 0 | 0 | 0 | 0 | 2020-01-14 | EP-GN-10059 | 504 | GENERAT_60 | 6164 | UNHCR | 1053883 | 1053883 | GENERATOR, PERKINS 150 KVA | 1 | IRQ-ERB-ERB-BXX-001 | KAWRGOSK | 110 | 0 | 711020 | 0 | 0 | 0 | 0 | 0
732771 | 1060768 | FALSE | 5446 | 565 | 1060768 | 1060768 | UNHCR_ASSET_BOOK | 1060768 | GENERATOR, PERKINS 150 KVA | 732771 |  | UK28212-9002630 |  | CAPITALIZED | 21084.21 | 2020-05-05 | HCR PRORAT | 1 | POWER GENERATION | GENERATORS AND SOLAR PANELS | FIXED ASSETS / PPE | GENERATORS 60 | AIR COOLED POWER GENERATORS | 186029 | Relief International | P | POST | POST | OTHER | 186029 | IN SERVICE | YES | YES | OWNED | NEW | YES | 2108 | 13001.9 | STL | 60 | 21084.21 | 110 | 0 | 991010 | 0 | 0 | 0 | 0 | 0 | 2020-05-05 | EP-GN-10059 | 504 | GENERAT_60 | 6164 | UNHCR | 1060768 | 1060768 | GENERATOR, PERKINS 150 KVA | 1 | BGD-CHI-COX-BXX-001 | UKHIYA | 110 | 0 | 711020 | 0 | 0 | 0 | 0 | 0
732772 | 1060769 | FALSE | 5940 | 566 | 1060769 | 1060769 | UNHCR_ASSET_BOOK | 1060769 | GENERATOR, PERKINS 150 KVA | 732772 |  | UK28212-9002631 |  | CAPITALIZED | 21084.21 | 2020-05-05 | HCR PRORAT | 1 | POWER GENERATION | GENERATORS AND SOLAR PANELS | FIXED ASSETS / PPE | GENERATORS 60 | AIR COOLED POWER GENERATORS | 186029 | Relief International | P | POST | POST | OTHER | 186029 | IN SERVICE | YES | YES | OWNED | NEW | YES | 2108 | 13001.9 | STL | 60 | 21084.21 | 110 | 0 | 991010 | 0 | 0 | 0 | 0 | 0 | 2020-05-05 | EP-GN-10059 | 504 | GENERAT_60 | 6164 | UNHCR | 1060769 | 1060769 | GENERATOR, PERKINS 150 KVA | 1 | BGD-CHI-COX-BXX-001 | UKHIYA | 110 | 0 | 711020 | 0 | 0 | 0 | 0 | 0
732651 | 1064303 | FALSE |  | 539 | 1064303 | 1064303 | UNHCR_ASSET_BOOK | 1064303 | GEN 5 KVA PORTABLE PETROL/DIES | 732651 |  | B20010003 |  | CAPITALIZED | 5005.89 | 2020-07-08 | HCR PRORAT | 1 | POWER GENERATION | GENERATORS AND SOLAR PANELS | SERIALLY-TRACKED ITEMS | SERIALLY-TRACKED ITEMS 60 | POWER GENERATORS | 16300 | BANGLADESH RED CRESCENT SOCIETY | P | POST | POST | OTHER | 16300 | IN SERVICE | YES | YES | OWNED | NEW | YES | 0 | 5005.89 | STL | 60 | 5005.89 | 110 | 0 | 991010 | 0 | 0 | 0 | 0 | 0 | 2020-07-08 | EP-GN-10160 | 503 | STI_60 | 642 | STI | 1064303 | 1064303 | GEN 5 KVA PORTABLE PETROL/DIES | 1 | BGD-CHI-COX-BXX-001 | NYP CAMP26 | 110 | 0 | 711020 | 0 | 0 | 0 | 0 | 0
732754 | 1071451 | FALSE |  | 2484 | 1071451 | 1071451 | UNHCR_ASSET_BOOK | 1071451 | GEN 5 KVA PORTABLE PETROL/DIES | 732754 |  | B 20010012 |  | CAPITALIZED | 5020.77 | 2020-11-03 | HCR PRORAT | 1 | POWER GENERATION | GENERATORS AND SOLAR PANELS | SERIALLY-TRACKED ITEMS | SERIALLY-TRACKED ITEMS 60 | POWER GENERATORS | 16300 | BANGLADESH RED CRESCENT SOCIETY | P | POST | POST | OTHER | 16300 | IN SERVICE | YES | YES | OWNED | NEW | YES | 0 | 5020.77 | STL | 60 | 5020.77 | 110 | 0 | 991010 | 0 | 0 | 0 | 0 | 0 | 2020-11-03 | EP-GN-10160 | 503 | STI_60 | 642 | STI | 1071451 | 1071451 | GEN 5 KVA PORTABLE PETROL/DIES | 1 | BGD-CHI-COX-BXX-001 | BHASANCHAR | 110 | 0 | 711020 | 0 | 0 | 0 | 0 | 0
799973 | 1082310 | FALSE |  | 606 | 1082310 | 1082310 | UNHCR_ASSET_BOOK | 1082310 | GEN, AKSA APD16A, 15.5 KVA, DI | 799973 | AKSA | SN: C41404621A | APD 16A | CAPITALIZED | 6481.76 | 2021-03-29 | HCR PRORAT | 1 | POWER GENERATION | GENERATORS AND SOLAR PANELS | SERIALLY-TRACKED ITEMS | SERIALLY-TRACKED ITEMS 60 | WATER COOLED POWER GENERATORS | 185848 | Cox's Bazar Gonoshasthaya Kendra | P | POST | POST | OTHER | 185848 | IN SERVICE | YES | YES | OWNED | NEW | YES | 0 | 6481.76 | STL | 60 | 6481.76 | 110 | 0 | 991010 | 0 | 0 | 0 | 0 | 0 | 2021-03-29 | EP-GN-10022 | 505 | STI_60 | 9599 | STI | 1082310 | 1082310 | GEN, AKSA APD16A, 15.5 KVA, DI | 1 | BGD-CHI-COX-BXX-001 | KTPC6GKHP | 110 | 0 | 711020 | 0 | 0 | 0 | 0 | 0
799974 | 1082311 | FALSE | 165 | 607 | 1082311 | 1082311 | UNHCR_ASSET_BOOK | 1082311 | GEN, AKSA APD16A, 15.5 KVA, DI | 799974 | AKSA | SN: C41404622A | APD 16A | CAPITALIZED | 6481.75 | 2021-03-29 | HCR PRORAT | 1 | POWER GENERATION | GENERATORS AND SOLAR PANELS | SERIALLY-TRACKED ITEMS | SERIALLY-TRACKED ITEMS 60 | WATER COOLED POWER GENERATORS | 185848 | Cox's Bazar Gonoshasthaya Kendra | P | POST | POST | OTHER | 185848 | IN SERVICE | YES | YES | OWNED | NEW | YES | 0 | 6481.75 | STL | 60 | 6481.75 | 110 | 0 | 991010 | 0 | 0 | 0 | 0 | 0 | 2021-03-29 | EP-GN-10022 | 505 | STI_60 | 9599 | STI | 1082311 | 1082311 | GEN, AKSA APD16A, 15.5 KVA, DI | 1 | BGD-CHI-COX-BXX-001 | KTPC6GKHP | 110 | 0 | 711020 | 0 | 0 | 0 | 0 | 0
799979 | 1082312 | FALSE | 684 | 2458 | 1082312 | 1082312 | UNHCR_ASSET_BOOK | 1082312 | GEN, AKSA APD20A, 20 KVA, DIES | 799979 | AKSA | SN: C91607892A | APD 20A | CAPITALIZED | 7661.33 | 2021-03-29 | HCR PRORAT | 1 | POWER GENERATION | GENERATORS AND SOLAR PANELS | SERIALLY-TRACKED ITEMS | SERIALLY-TRACKED ITEMS 60 | WATER COOLED POWER GENERATORS | 25216 | Research Training and Management | P | POST | POST | OTHER | 25216 | IN SERVICE | YES | YES | OWNED | NEW | YES | 0 | 7661.33 | STL | 60 | 7661.33 | 110 | 0 | 991010 | 0 | 0 | 0 | 0 | 0 | 2021-03-29 | EP-GN-10136 | 505 | STI_60 | 9600 | STI | 1082312 | 1082312 | GEN, AKSA APD20A, 20 KVA, DIES | 1 | BGD-CHI-COX-BXX-001 | KTPC3 RTMI | 110 | 0 | 711020 | 0 | 0 | 0 | 0 | 0
799979 | 1082312 | FALSE |  | 2458 | 1082312 | 1082312 | UNHCR_ASSET_BOOK | 1082312 | GEN, AKSA APD20A, 20 KVA, DIES | 799979 | AKSA | SN: C91607892A | APD 20A | CAPITALIZED | 7661.33 | 2021-03-29 | HCR PRORAT | 1 | POWER GENERATION | GENERATORS AND SOLAR PANELS | SERIALLY-TRACKED ITEMS | SERIALLY-TRACKED ITEMS 60 | WATER COOLED POWER GENERATORS | 25216 | Research Training and Management | P | POST | POST | OTHER | 25216 | IN SERVICE | YES | YES | OWNED | NEW | YES | 0 | 7661.33 | STL | 60 | 7661.33 | 110 | 0 | 991010 | 0 | 0 | 0 | 0 | 0 | 2021-03-29 | EP-GN-10136 | 505 | STI_60 | 9600 | STI | 1082312 | 1082312 | GEN, AKSA APD20A, 20 KVA, DIES | 1 | BGD-CHI-COX-BXX-001 | KTPC3 RTMI | 110 | 0 | 711020 | 0 | 0 | 0 | 0 | 0
799980 | 1082313 | FALSE | 1232 | 608 | 1082313 | 1082313 | UNHCR_ASSET_BOOK | 1082313 | GEN, AKSA APD20A, 20 KVA, DIES | 799980 | AKSA | SN: C91607893A | APD 20A | CAPITALIZED | 7661.33 | 2021-03-29 | HCR PRORAT | 1 | POWER GENERATION | GENERATORS AND SOLAR PANELS | SERIALLY-TRACKED ITEMS | SERIALLY-TRACKED ITEMS 60 | WATER COOLED POWER GENERATORS | 25216 | Research Training and Management | P | POST | POST | OTHER | 25216 | IN SERVICE | YES | YES | OWNED | NEW | YES | 0 | 7661.33 | STL | 60 | 7661.33 | 110 | 0 | 991010 | 0 | 0 | 0 | 0 | 0 | 2021-03-29 | EP-GN-10136 | 505 | STI_60 | 9600 | STI | 1082313 | 1082313 | GEN, AKSA APD20A, 20 KVA, DIES | 1 | BGD-CHI-COX-BXX-001 | KTPC3 RTMI | 110 | 0 | 711020 | 0 | 0 | 0 | 0 | 0
799980 | 1082313 | FALSE |  | 608 | 1082313 | 1082313 | UNHCR_ASSET_BOOK | 1082313 | GEN, AKSA APD20A, 20 KVA, DIES | 799980 | AKSA | SN: C91607893A | APD 20A | CAPITALIZED | 7661.33 | 2021-03-29 | HCR PRORAT | 1 | POWER GENERATION | GENERATORS AND SOLAR PANELS | SERIALLY-TRACKED ITEMS | SERIALLY-TRACKED ITEMS 60 | WATER COOLED POWER GENERATORS | 25216 | Research Training and Management | P | POST | POST | OTHER | 25216 | IN SERVICE | YES | YES | OWNED | NEW | YES | 0 | 7661.33 | STL | 60 | 7661.33 | 110 | 0 | 991010 | 0 | 0 | 0 | 0 | 0 | 2021-03-29 | EP-GN-10136 | 505 | STI_60 | 9600 | STI | 1082313 | 1082313 | GEN, AKSA APD20A, 20 KVA, DIES | 1 | BGD-CHI-COX-BXX-001 | KTPC3 RTMI | 110 | 0 | 711020 | 0 | 0 | 0 | 0 | 0
799975 | 1082315 | FALSE | 655 | 609 | 1082314 | 1082314 | UNHCR_ASSET_BOOK | 1082314 | GEN, AKSA APD33A, 33 KVA, DIES | 799975 | AKSA | SN: 20001042 | APD 33A | CAPITALIZED | 8840.91 | 2021-03-29 | HCR PRORAT | 1 | POWER GENERATION | GENERATORS AND SOLAR PANELS | SERIALLY-TRACKED ITEMS | SERIALLY-TRACKED ITEMS 60 | WATER COOLED POWER GENERATORS | 185848 | Cox's Bazar Gonoshasthaya Kendra | P | POST | POST | OTHER | 185848 | IN SERVICE | YES | YES | OWNED | NEW | YES | 0 | 8840.91 | STL | 60 | 8840.91 | 110 | 0 | 991010 | 0 | 0 | 0 | 0 | 0 | 2021-03-29 | EP-GN-10114 | 505 | STI_60 | 9601 | STI | 1082314 | 1082314 | GEN, AKSA APD33A, 33 KVA, DIES | 1 | BGD-CHI-COX-BXX-001 | KTP2WGKPHC | 110 | 0 | 711020 | 0 | 0 | 0 | 0 | 0
799976 | 1082314 | FALSE | 561 | 609 | 1082314 | 1082314 | UNHCR_ASSET_BOOK | 1082314 | GEN, AKSA APD33A, 33 KVA, DIES | 799975 | AKSA | SN: 20001042 | APD 33A | CAPITALIZED | 8840.91 | 2021-03-29 | HCR PRORAT | 1 | POWER GENERATION | GENERATORS AND SOLAR PANELS | SERIALLY-TRACKED ITEMS | SERIALLY-TRACKED ITEMS 60 | WATER COOLED POWER GENERATORS | 185848 | Cox's Bazar Gonoshasthaya Kendra | P | POST | POST | OTHER | 185848 | IN SERVICE | YES | YES | OWNED | NEW | YES | 0 | 8840.91 | STL | 60 | 8840.91 | 110 | 0 | 991010 | 0 | 0 | 0 | 0 | 0 | 2021-03-29 | EP-GN-10114 | 505 | STI_60 | 9601 | STI | 1082314 | 1082314 | GEN, AKSA APD33A, 33 KVA, DIES | 1 | BGD-CHI-COX-BXX-001 | KTP2WGKPHC | 110 | 0 | 711020 | 0 | 0 | 0 | 0 | 0
799975 | 1082315 | FALSE | 655 | 2459 | 1082315 | 1082315 | UNHCR_ASSET_BOOK | 1082315 | GEN, AKSA APD33A, 33 KVA, DIES | 799976 | AKSA | SN: 20001043 | APD 33A | CAPITALIZED | 8840.91 | 2021-03-29 | HCR PRORAT | 1 | POWER GENERATION | GENERATORS AND SOLAR PANELS | SERIALLY-TRACKED ITEMS | SERIALLY-TRACKED ITEMS 60 | WATER COOLED POWER GENERATORS | 185848 | Cox's Bazar Gonoshasthaya Kendra | P | POST | POST | OTHER | 185848 | IN SERVICE | YES | YES | OWNED | NEW | YES | 0 | 8840.91 | STL | 60 | 8840.91 | 110 | 0 | 991010 | 0 | 0 | 0 | 0 | 0 | 2021-03-29 | EP-GN-10114 | 505 | STI_60 | 9601 | STI | 1082315 | 1082315 | GEN, AKSA APD33A, 33 KVA, DIES | 1 | BGD-CHI-COX-BXX-001 | KTP2WGKPHC | 110 | 0 | 711020 | 0 | 0 | 0 | 0 | 0
799976 | 1082314 | FALSE | 561 | 2459 | 1082315 | 1082315 | UNHCR_ASSET_BOOK | 1082315 | GEN, AKSA APD33A, 33 KVA, DIES | 799976 | AKSA | SN: 20001043 | APD 33A | CAPITALIZED | 8840.91 | 2021-03-29 | HCR PRORAT | 1 | POWER GENERATION | GENERATORS AND SOLAR PANELS | SERIALLY-TRACKED ITEMS | SERIALLY-TRACKED ITEMS 60 | WATER COOLED POWER GENERATORS | 185848 | Cox's Bazar Gonoshasthaya Kendra | P | POST | POST | OTHER | 185848 | IN SERVICE | YES | YES | OWNED | NEW | YES | 0 | 8840.91 | STL | 60 | 8840.91 | 110 | 0 | 991010 | 0 | 0 | 0 | 0 | 0 | 2021-03-29 | EP-GN-10114 | 505 | STI_60 | 9601 | STI | 1082315 | 1082315 | GEN, AKSA APD33A, 33 KVA, DIES | 1 | BGD-CHI-COX-BXX-001 | KTP2WGKPHC | 110 | 0 | 711020 | 0 | 0 | 0 | 0 | 0
799977 | 1082316 | FALSE | 2429 | 3280 | 1082316 | 1082316 | UNHCR_ASSET_BOOK | 1082316 | GEN, AKSA APD33A, 33 KVA, DIES | 799977 | AKSA | SN: 20001045 | APD 33A | CAPITALIZED | 8840.91 | 2021-03-29 | HCR PRORAT | 1 | POWER GENERATION | GENERATORS AND SOLAR PANELS | SERIALLY-TRACKED ITEMS | SERIALLY-TRACKED ITEMS 60 | WATER COOLED POWER GENERATORS | 185848 | Cox's Bazar Gonoshasthaya Kendra | P | POST | POST | OTHER | 185848 | IN SERVICE | YES | YES | OWNED | NEW | YES | 0 | 8840.91 | STL | 60 | 8840.91 | 110 | 0 | 991010 | 0 | 0 | 0 | 0 | 0 | 2021-03-29 | EP-GN-10114 | 505 | STI_60 | 9601 | STI | 1082316 | 1082316 | GEN, AKSA APD33A, 33 KVA, DIES | 1 | BGD-CHI-COX-BXX-001 | KTP1WGKPHC | 110 | 0 | 711020 | 0 | 0 | 0 | 0 | 0
799978 | 1082317 | FALSE | 1773 | 610 | 1082317 | 1082317 | UNHCR_ASSET_BOOK | 1082317 | GEN, AKSA APD33A, 33 KVA, DIES | 799978 | AKSA | SN: 20001044 | APD 33A | CAPITALIZED | 8840.89 | 2021-03-29 | HCR PRORAT | 1 | POWER GENERATION | GENERATORS AND SOLAR PANELS | SERIALLY-TRACKED ITEMS | SERIALLY-TRACKED ITEMS 60 | WATER COOLED POWER GENERATORS | 185848 | Cox's Bazar Gonoshasthaya Kendra | P | POST | POST | OTHER | 185848 | IN SERVICE | YES | YES | OWNED | NEW | YES | 0 | 8840.89 | STL | 60 | 8840.89 | 110 | 0 | 991010 | 0 | 0 | 0 | 0 | 0 | 2021-03-29 | EP-GN-10114 | 505 | STI_60 | 9601 | STI | 1082317 | 1082317 | GEN, AKSA APD33A, 33 KVA, DIES | 1 | BGD-CHI-COX-BXX-001 | KTP1WGKPHC | 110 | 0 | 711020 | 0 | 0 | 0 | 0 | 0
766822 | 1082995 | FALSE |  | 966 | 1082995 | 1082995 | UNHCR_ASSET_BOOK | 1082995 | GEN, AKSA APD17MA, 11 KVA, DIE | 799982 |  | C91904247A |  | CAPITALIZED | 7815.28 | 2021-03-24 | HCR PRORAT | 1 | POWER GENERATION | GENERATORS AND SOLAR PANELS | SERIALLY-TRACKED ITEMS | SERIALLY-TRACKED ITEMS 60 | POWER GENERATORS | 2052 | UNHCR | C | POST | POST | UNHCR | UNHCR | IN SERVICE | YES | YES | OWNED | NEW | YES | 0 | 7815.28 | STL | 60 | 7815.28 | 110 | 0 | 991010 | 0 | 0 | 0 | 0 | 0 | 2021-03-24 | EP-GN-10040 | 503 | STI_60 | 9583 | STI | 1082995 | 1082995 | GEN, AKSA APD17MA, 11 KVA, DIE | 1 | BGD-CHI-COX-BXX-001 | C21 APBN | 110 | 0 | 711020 | 0 | 0 | 0 | 0 | 0
766822 | 1082995 | FALSE |  | 2710 | 1082996 | 1082996 | UNHCR_ASSET_BOOK | 1082996 | GEN, AKSA APD17MA, 11 KVA, DIE | 766822 |  | C91904248A |  | CAPITALIZED | 7815.27 | 2021-03-24 | HCR PRORAT | 1 | POWER GENERATION | GENERATORS AND SOLAR PANELS | SERIALLY-TRACKED ITEMS | SERIALLY-TRACKED ITEMS 60 | POWER GENERATORS | 2052 | UNHCR | C | POST | POST | UNHCR | UNHCR | IN SERVICE | YES | YES | OWNED | NEW | YES | 0 | 7815.27 | STL | 60 | 7815.27 | 110 | 0 | 991010 | 0 | 0 | 0 | 0 | 0 | 2021-03-24 | EP-GN-10040 | 503 | STI_60 | 9583 | STI | 1082996 | 1082996 | GEN, AKSA APD17MA, 11 KVA, DIE | 1 | BGD-CHI-COX-BXX-001 | C21 APBN | 110 | 0 | 711020 | 0 | 0 | 0 | 0 | 0
766822 | 1082996 | FALSE |  | 2710 | 1082996 | 1082996 | UNHCR_ASSET_BOOK | 1082996 | GEN, AKSA APD17MA, 11 KVA, DIE | 766822 |  | C91904248A |  | CAPITALIZED | 7815.27 | 2021-03-24 | HCR PRORAT | 1 | POWER GENERATION | GENERATORS AND SOLAR PANELS | SERIALLY-TRACKED ITEMS | SERIALLY-TRACKED ITEMS 60 | POWER GENERATORS | 2052 | UNHCR | C | POST | POST | UNHCR | UNHCR | IN SERVICE | YES | YES | OWNED | NEW | YES | 0 | 7815.27 | STL | 60 | 7815.27 | 110 | 0 | 991010 | 0 | 0 | 0 | 0 | 0 | 2021-03-24 | EP-GN-10040 | 503 | STI_60 | 9583 | STI | 1082996 | 1082996 | GEN, AKSA APD17MA, 11 KVA, DIE | 1 | BGD-CHI-COX-BXX-001 | C21 APBN | 110 | 0 | 711020 | 0 | 0 | 0 | 0 | 0
749004 | 5291620 | FALSE |  | 1202 | 1098598 | 1098598 | UNHCR_ASSET_BOOK | 1098598 | GEN, PERKINS, 170 KVA | 749004 |  | U079702G |  | CAPITALIZED | 36500 | 2021-11-17 | HCR PRORAT | 1 | POWER GENERATION | GENERATORS AND SOLAR PANELS | FIXED ASSETS / PPE | GENERATORS 60 | WATER COOLED POWER GENERATORS | 2052 | UNHCR | C | POST | POST | UNHCR | UNHCR | IN SERVICE | YES | YES | OWNED | NEW | YES | 3649 | 11558.31 | STL | 60 | 36500 | 110 | 0 | 991010 | 0 | 0 | 0 | 0 | 0 | 2021-11-17 | EP-GN-10069 | 505 | GENERAT_60 | 9890 | UNHCR | 1098598 | 1098598 | GEN, PERKINS, 170 KVA | 1 | YEM-ADE-ADE-BXX-001 | ADEN | 110 | 0 | 711020 | 0 | 0 | 0 | 0 | 0
800858 | 1105636 | FALSE |  | 1045 | 1105636 | 1105636 | UNHCR_ASSET_BOOK | 1105636 | GEN, AKSA APD50A, 50 KVA, DIES | 800858 | AKSA | YT19105262 | APD50A | CAPITALIZED | 9801.39 | 2022-01-10 | HCR PRORAT | 1 | POWER GENERATION | GENERATORS AND SOLAR PANELS | SERIALLY-TRACKED ITEMS | SERIALLY-TRACKED ITEMS 60 | WATER COOLED POWER GENERATORS | 185848 | Cox's Bazar Gonoshasthaya Kendra | P | POST | POST | OTHER | 185848 | IN SERVICE | YES | YES | OWNED | NEW | YES | 9801 | 9801.39 | STL | 60 | 9801.39 | 110 | 0 | 991010 | 0 | 0 | 0 | 0 | 0 | 2022-01-10 | EP-GN-10144 | 505 | STI_60 | 9602 | STI | 1105636 | 1105636 | GEN, AKSA APD50A, 50 KVA, DIES | 1 | BGD-CHI-COX-BXX-001 | COX'SBSCIC | 110 | 0 | 711020 | 0 | 0 | 0 | 0 | 0
776486 | 1110709 | FALSE |  | 2828 | 1110709 | 1110709 | UNHCR_ASSET_BOOK | 1110709 | GENERATOR | 776486 | Grupo Electrogeno Cabinado | A2112093 | TF17D6 | CAPITALIZED | 7283.85 | 2022-04-27 | HCR PRORAT | 1 | POWER GENERATION | GENERATORS AND SOLAR PANELS | SERIALLY-TRACKED ITEMS | SERIALLY-TRACKED ITEMS 60 | POWER GENERATORS | 2052 | UNHCR | C | POST | POST | UNHCR | UNHCR | IN SERVICE | YES | YES | OWNED | NEW | YES | 7283 | 7283.85 | STL | 60 | 7283.85 | 110 | 0 | 991010 | 0 | 0 | 0 | 0 | 0 | 2022-04-27 | EP-GN-10009 | 503 | STI_60 | 7567 | STI | 1110709 | 1110709 | GENERATOR | 1 | ECU-ESM-ESM-BXX-001 | DEFAULT | 110 | 0 | 711020 | 0 | 0 | 0 | 0 | 0
800957 | 1114402 | FALSE | 1446 | 1205 | 1114402 | 1114402 | UNHCR_ASSET_BOOK | 1114402 | GEN, AKSA APD12MA, 8.5 KVA, DI | 800957 |  | C12903537A | APD12MA | CAPITALIZED | 6367.72 | 2022-06-01 | HCR PRORAT | 1 | POWER GENERATION | GENERATORS AND SOLAR PANELS | SERIALLY-TRACKED ITEMS | SERIALLY-TRACKED ITEMS 60 | WATER COOLED POWER GENERATORS | 16300 | BANGLADESH RED CRESCENT SOCIETY | P | POST | POST | OTHER | 16300 | IN SERVICE | YES | YES | OWNED | NEW | YES | 6367 | 6367.72 | STL | 60 | 6367.72 | 110 | 0 | 991010 | 0 | 0 | 0 | 0 | 0 | 2022-06-01 | EP-GN-10038 | 505 | STI_60 | 9597 | STI | 1114402 | 1114402 | GEN, AKSA APD12MA, 8.5 KVA, DI | 1 | BGD-CHI-COX-BXX-001 | CAMP 4 LPG | 110 | 0 | 711020 | 0 | 0 | 0 | 0 | 0
800469 | 1120605 | FALSE | 1361 | 1506 | 1120605 | 1120605 | UNHCR_ASSET_BOOK | 1120605 | GENERATOR, PERKINS 150 KVA | 800469 |  | 30677 |  | CAPITALIZED | 21146.12 | 2022-08-25 | HCR PRORAT | 1 | POWER GENERATION | GENERATORS AND SOLAR PANELS | FIXED ASSETS / PPE | GENERATORS 60 | AIR COOLED POWER GENERATORS | 2052 | UNHCR | C | POST | POST | UNHCR | UNHCR | IN SERVICE | YES | YES | OWNED | NEW | YES | 2114 | 3524.38 | STL | 60 | 21146.12 | 110 | 0 | 991010 | 0 | 0 | 0 | 0 | 0 | 2022-08-25 | EP-GN-10059 | 504 | GENERAT_60 | 6164 | UNHCR | 1120605 | 1120605 | GENERATOR, PERKINS 150 KVA | 1 | BGD-CHI-COX-BXX-001 | UKHIYA | 110 | 0 | 711020 | 0 | 0 | 0 | 0 | 0
800468 | 1120606 | FALSE | 1511 | 1507 | 1120606 | 1120606 | UNHCR_ASSET_BOOK | 1120606 | GENERATOR, PERKINS 150 KVA | 800468 |  | 30676 |  | CAPITALIZED | 21146.12 | 2022-08-25 | HCR PRORAT | 1 | POWER GENERATION | GENERATORS AND SOLAR PANELS | FIXED ASSETS / PPE | GENERATORS 60 | AIR COOLED POWER GENERATORS | 2052 | UNHCR | C | POST | POST | UNHCR | UNHCR | IN SERVICE | YES | YES | OWNED | NEW | YES | 2114 | 3524.38 | STL | 60 | 21146.12 | 110 | 0 | 991010 | 0 | 0 | 0 | 0 | 0 | 2022-08-25 | EP-GN-10059 | 504 | GENERAT_60 | 6164 | UNHCR | 1120606 | 1120606 | GENERATOR, PERKINS 150 KVA | 1 | BGD-CHI-COX-BXX-001 | UKHIYA | 110 | 0 | 711020 | 0 | 0 | 0 | 0 | 0
801111 | 1120612 | FALSE |  | 1509 | 1120612 | 1120612 | UNHCR_ASSET_BOOK | 1120612 | GENERATOR | 801111 | Shakura | 17100808 |  | CAPITALIZED | 3575.69 | 2022-04-05 | HCR PRORAT | 1 | POWER GENERATION | GENERATORS AND SOLAR PANELS | SERIALLY-TRACKED ITEMS | SERIALLY-TRACKED ITEMS 60 | POWER GENERATORS | 2052 | UNHCR | C | POST | POST | UNHCR | UNHCR | IN SERVICE | YES | YES | OWNED | NEW | YES | 3575 | 3575.69 | STL | 60 | 3575.69 | 110 | 0 | 991010 | 0 | 0 | 0 | 0 | 0 | 2022-04-05 | EP-GN-10009 | 503 | STI_60 | 7567 | STI | 1120612 | 1120612 | GENERATOR | 1 | BGD-CHI-COX-BXX-001 | NYP RC OFF | 110 | 0 | 711020 | 0 | 0 | 0 | 0 | 0
801112 | 1120613 | FALSE |  | 1510 | 1120613 | 1120613 | UNHCR_ASSET_BOOK | 1120613 | GENERATOR | 801112 | Shakura | 18031303206 |  | CAPITALIZED | 3575.69 | 2018-04-05 | HCR PRORAT | 1 | POWER GENERATION | GENERATORS AND SOLAR PANELS | SERIALLY-TRACKED ITEMS | SERIALLY-TRACKED ITEMS 60 | POWER GENERATORS | 2052 | UNHCR | C | POST | POST | UNHCR | UNHCR | IN SERVICE | YES | YES | OWNED | NEW | YES | 0 | 3575.69 | STL | 60 | 3575.69 | 110 | 0 | 991010 | 0 | 0 | 0 | 0 | 0 | 2018-04-05 | EP-GN-10009 | 503 | STI_60 | 7567 | STI | 1120613 | 1120613 | GENERATOR | 1 | BGD-CHI-COX-BXX-001 | NYP REG_ C | 110 | 0 | 711020 | 0 | 0 | 0 | 0 | 0
801113 | 1120614 | FALSE |  | 1511 | 1120614 | 1120614 | UNHCR_ASSET_BOOK | 1120614 | GENERATOR | 801113 | Shakura | 18031303207 |  | CAPITALIZED | 3575.69 | 2018-04-05 | HCR PRORAT | 1 | POWER GENERATION | GENERATORS AND SOLAR PANELS | SERIALLY-TRACKED ITEMS | SERIALLY-TRACKED ITEMS 60 | POWER GENERATORS | 2052 | UNHCR | C | POST | POST | UNHCR | UNHCR | IN SERVICE | YES | YES | OWNED | NEW | YES | 0 | 3575.69 | STL | 60 | 3575.69 | 110 | 0 | 991010 | 0 | 0 | 0 | 0 | 0 | 2018-04-05 | EP-GN-10009 | 503 | STI_60 | 7567 | STI | 1120614 | 1120614 | GENERATOR | 1 | BGD-CHI-COX-BXX-001 | NYP REG_ C | 110 | 0 | 711020 | 0 | 0 | 0 | 0 | 0
801114 | 1120615 | FALSE |  | 1512 | 1120615 | 1120615 | UNHCR_ASSET_BOOK | 1120615 | GENERATOR | 801114 |  | 18031303210 |  | CAPITALIZED | 3575.69 | 2018-04-05 | HCR PRORAT | 1 | POWER GENERATION | GENERATORS AND SOLAR PANELS | SERIALLY-TRACKED ITEMS | SERIALLY-TRACKED ITEMS 60 | POWER GENERATORS | 2052 | UNHCR | C | POST | POST | UNHCR | UNHCR | IN SERVICE | YES | YES | OWNED | NEW | YES | 0 | 3575.69 | STL | 60 | 3575.69 | 110 | 0 | 991010 | 0 | 0 | 0 | 0 | 0 | 2018-04-05 | EP-GN-10009 | 503 | STI_60 | 7567 | STI | 1120615 | 1120615 | GENERATOR | 1 | BGD-CHI-COX-BXX-001 | NYP REG_ C | 110 | 0 | 711020 | 0 | 0 | 0 | 0 | 0
833011 | 1129478 | FALSE | 2 | 1387 | 1129478 | 1129478 | UNHCR_ASSET_BOOK | 1129478 | GEN, CATERPILLAR, 80KVA PRIME | 833011 |  | N7E000456 |  | CAPITALIZED | 23375.76 | 2022-11-23 | HCR PRORAT | 1 | POWER GENERATION | GENERATORS AND SOLAR PANELS | SERVICES (NON-INVENTORY) | GENERATORS 60 | CARGO/PASSENGER TRANSPORT | 2052 | UNHCR | C | POST | POST | UNHCR | UNHCR | IN SERVICE | YES | YES | OWNED | NEW | YES | 2337 | 2727.2 | STL | 60 | 23375.76 | 110 | 0 | 991010 | 0 | 0 | 0 | 0 | 0 | 2022-11-23 | EP-GN-10171 | 2122 | GENERAT_60 | 10018 | UNHCR | 1129478 | 1129478 | GEN, CATERPILLAR, 80KVA PRIME | 1 | UKR-DNI-DNI-BXX-001 | DEFAULT | 110 | 0 | 711020 | 0 | 0 | 0 | 0 | 0
833011 | 1129478 | FALSE |  | 1387 | 1129478 | 1129478 | UNHCR_ASSET_BOOK | 1129478 | GEN, CATERPILLAR, 80KVA PRIME | 833011 |  | N7E000456 |  | CAPITALIZED | 23375.76 | 2022-11-23 | HCR PRORAT | 1 | POWER GENERATION | GENERATORS AND SOLAR PANELS | SERVICES (NON-INVENTORY) | GENERATORS 60 | CARGO/PASSENGER TRANSPORT | 2052 | UNHCR | C | POST | POST | UNHCR | UNHCR | IN SERVICE | YES | YES | OWNED | NEW | YES | 2337 | 2727.2 | STL | 60 | 23375.76 | 110 | 0 | 991010 | 0 | 0 | 0 | 0 | 0 | 2022-11-23 | EP-GN-10171 | 2122 | GENERAT_60 | 10018 | UNHCR | 1129478 | 1129478 | GEN, CATERPILLAR, 80KVA PRIME | 1 | UKR-DNI-DNI-BXX-001 | DEFAULT | 110 | 0 | 711020 | 0 | 0 | 0 | 0 | 0
800940 | 1131286 | FALSE | 759 | 1501 | 1131286 | 1131286 | UNHCR_ASSET_BOOK | 1131286 | GEN, AKSA APD50A, 50 KVA, DIES | 801065 |  | YT22136826 |  | CAPITALIZED | 9831.46 | 2022-12-18 | HCR PRORAT | 1 | POWER GENERATION | GENERATORS AND SOLAR PANELS | SERIALLY-TRACKED ITEMS | SERIALLY-TRACKED ITEMS 60 | WATER COOLED POWER GENERATORS | 2052 | UNHCR | C | POST | POST | UNHCR | UNHCR | IN SERVICE | YES | YES | OWNED | NEW | YES | 9831 | 9831.46 | STL | 60 | 9831.46 | 110 | 0 | 991010 | 0 | 0 | 0 | 0 | 0 | 2022-12-18 | EP-GN-10144 | 505 | STI_60 | 9602 | STI | 1131286 | 1131286 | GEN, AKSA APD50A, 50 KVA, DIES | 1 | BGD-CHI-COX-BXX-001 | BC SHLTR 9 | 110 | 0 | 711020 | 0 | 0 | 0 | 0 | 0
801064 | 1135812 | FALSE |  | 1861 | 1135812 | 1135812 | UNHCR_ASSET_BOOK | 1135812 | GEN, AKSA APD12A, 11.5 KVA, DI | 801064 |  | C12904354A |  | CAPITALIZED | 6165.44 | 2023-01-04 | HCR PRORAT | 1 | POWER GENERATION | GENERATORS AND SOLAR PANELS | SERIALLY-TRACKED ITEMS | SERIALLY-TRACKED ITEMS 60 | WATER COOLED POWER GENERATORS | 2052 | UNHCR | C | POST | POST | UNHCR | UNHCR | IN SERVICE | YES | YES | OWNED | NEW | YES | 6165 | 6165.44 | STL | 60 | 6165.44 | 110 | 0 | 991010 | 0 | 0 | 0 | 0 | 0 | 2023-01-04 | EP-GN-10087 | 505 | STI_60 | 9598 | STI | 1135812 | 1135812 | GEN, AKSA APD12A, 11.5 KVA, DI | 1 | BGD-CHI-COX-BXX-001 | CMP 4 EXT_ | 110 | 0 | 711020 | 0 | 0 | 0 | 0 | 0
800940 | 1131286 | FALSE | 759 | 1884 | 1135906 | 1135906 | UNHCR_ASSET_BOOK | 1135906 | GEN, AKSA APD33A, 33 KVA, DIES | 800940 |  | 22000535 |  | CAPITALIZED | 7894.79 | 2023-01-18 | HCR PRORAT | 1 | POWER GENERATION | GENERATORS AND SOLAR PANELS | SERIALLY-TRACKED ITEMS | SERIALLY-TRACKED ITEMS 60 | WATER COOLED POWER GENERATORS | 2052 | UNHCR | C | POST | POST | UNHCR | UNHCR | IN SERVICE | YES | YES | OWNED | NEW | YES | 7894 | 7894.79 | STL | 60 | 7894.79 | 110 | 0 | 991010 | 0 | 0 | 0 | 0 | 0 | 2023-01-18 | EP-GN-10114 | 505 | STI_60 | 9601 | STI | 1135906 | 1135906 | GEN, AKSA APD33A, 33 KVA, DIES | 1 | BGD-CHI-COX-BXX-001 | BHASANCHAR | 110 | 0 | 711020 | 0 | 0 | 0 | 0 | 0
801117 | 1139194 | FALSE | 920 | 1681 | 1139194 | 1139194 | UNHCR_ASSET_BOOK | 1139194 | GEN, AKSA APD50A, 50 KVA, DIES | 801117 |  | YT22137317 |  | CAPITALIZED | 9831.46 | 2023-02-08 | HCR PRORAT | 1 | POWER GENERATION | GENERATORS AND SOLAR PANELS | SERIALLY-TRACKED ITEMS | SERIALLY-TRACKED ITEMS 60 | WATER COOLED POWER GENERATORS | 2052 | UNHCR | C | POST | POST | UNHCR | UNHCR | IN SERVICE | YES | YES | OWNED | NEW | YES | 9831 | 9831.46 | STL | 60 | 9831.46 | 110 | 0 | 991010 | 0 | 0 | 0 | 0 | 0 | 2023-02-08 | EP-GN-10144 | 505 | STI_60 | 9602 | STI | 1139194 | 1139194 | GEN, AKSA APD50A, 50 KVA, DIES | 1 | BGD-CHI-COX-BXX-001 | BC SHLTR 9 | 110 | 0 | 711020 | 0 | 0 | 0 | 0 | 0
801118 | 1139195 | FALSE | 1466 | 1682 | 1139195 | 1139195 | UNHCR_ASSET_BOOK | 1139195 | GEN, AKSA APD50A, 50 KVA, DIES | 801118 |  | YT22137318 |  | CAPITALIZED | 9831.46 | 2023-02-08 | HCR PRORAT | 1 | POWER GENERATION | GENERATORS AND SOLAR PANELS | SERIALLY-TRACKED ITEMS | SERIALLY-TRACKED ITEMS 60 | WATER COOLED POWER GENERATORS | 2052 | UNHCR | C | POST | POST | UNHCR | UNHCR | IN SERVICE | YES | YES | OWNED | NEW | YES | 9831 | 9831.46 | STL | 60 | 9831.46 | 110 | 0 | 991010 | 0 | 0 | 0 | 0 | 0 | 2023-02-08 | EP-GN-10144 | 505 | STI_60 | 9602 | STI | 1139195 | 1139195 | GEN, AKSA APD50A, 50 KVA, DIES | 1 | BGD-CHI-COX-BXX-001 | BC SHLTR65 | 110 | 0 | 711020 | 0 | 0 | 0 | 0 | 0
801120 | 1139196 | FALSE | 757 | 3006 | 1139196 | 1139196 | UNHCR_ASSET_BOOK | 1139196 | GEN, AKSA APD33A, 33 KVA, DIES | 801120 |  | 22000957 |  | CAPITALIZED | 7894.79 | 2023-02-14 | HCR PRORAT | 1 | POWER GENERATION | GENERATORS AND SOLAR PANELS | SERIALLY-TRACKED ITEMS | SERIALLY-TRACKED ITEMS 60 | WATER COOLED POWER GENERATORS | 2052 | UNHCR | C | POST | POST | UNHCR | UNHCR | IN SERVICE | YES | YES | OWNED | NEW | YES | 7894 | 7894.79 | STL | 60 | 7894.79 | 110 | 0 | 991010 | 0 | 0 | 0 | 0 | 0 | 2023-02-14 | EP-GN-10114 | 505 | STI_60 | 9601 | STI | 1139196 | 1139196 | GEN, AKSA APD33A, 33 KVA, DIES | 1 | BGD-CHI-COX-BXX-001 | BC SHLTR43 | 110 | 0 | 711020 | 0 | 0 | 0 | 0 | 0
801119 | 1141290 | FALSE | 792 | 3372 | 1141290 | 1141290 | UNHCR_ASSET_BOOK | 1141290 | GEN, AKSA APD33A, 33 KVA, DIES | 801119 |  | 22000956 |  | CAPITALIZED | 7894.79 | 2023-02-26 | HCR PRORAT | 1 | POWER GENERATION | GENERATORS AND SOLAR PANELS | SERIALLY-TRACKED ITEMS | SERIALLY-TRACKED ITEMS 60 | WATER COOLED POWER GENERATORS | 2052 | UNHCR | C | POST | POST | UNHCR | UNHCR | IN SERVICE | YES | YES | OWNED | NEW | YES | 7894 | 7894.79 | STL | 60 | 7894.79 | 110 | 0 | 991010 | 0 | 0 | 0 | 0 | 0 | 2023-02-26 | EP-GN-10114 | 505 | STI_60 | 9601 | STI | 1141290 | 1141290 | GEN, AKSA APD33A, 33 KVA, DIES | 1 | BGD-CHI-COX-BXX-001 | DEFAULT | 110 | 0 | 711020 | 0 | 0 | 0 | 0 | 0

## controller_pics_nanonets
original_filename | page | file_url | platform_link | starts | text | hours | asset_id | hours_num
media_file=fifield%2Fattachments%2Fb0b534743414482c9addd247d3ca241e%2F21ec21a9-3f42-460b-9880-504fb1ba381c%2F98-15_42_34.jpg | 0 | https://nnts.imgix.net/uploadedfiles/569ee93f-19d2-4d64-9584-e3e57a6d5cc9/PredictionImages/30306f0f-a7c3-4a95-a9d9-224cb083f5ac.jpeg?expires=1711738818&or=0&s=ce9f72c16bdca7da14c17f2536592a5d | https://app.nanonets.com/#/ocr/test/569ee93f-19d2-4d64-9584-e3e57a6d5cc9/fbe4872d-ed30-11ee-ba48-52f8dd295e24 | 1083 | Engine Run Time 992h 46m A 1083 Start ( s ) | 992h 46m |  | 992
media_file=fifield%2Fattachments%2Fb0b534743414482c9addd247d3ca241e%2F21ec21a9-3f42-460b-9880-504fb1ba381c%2F5_2-15_41_1.jpeg | 0 | https://nnts.imgix.net/uploadedfiles/569ee93f-19d2-4d64-9584-e3e57a6d5cc9/PredictionImages/272ff548-4ebf-478b-820e-cbef868abfdb.jpeg?expires=1711738818&or=0&s=8cfc265fadf9a3a2e7313d743808e7ad | https://app.nanonets.com/#/ocr/test/569ee93f-19d2-4d64-9584-e3e57a6d5cc9/fb929739-ed30-11ee-a8d2-4e69b49d15d5 | 2803 | Deep Sea Electronics Engine Run Time 3128h27m 2803 Start ( s ) . AUTO ER NE IS TROLLED START | 3128h27m |  | 3128
media_file=fifield%2Fattachments%2Fb0b534743414482c9addd247d3ca241e%2F10d43558-6f16-4ab4-9805-8ace4e6878b1%2FWhatsApp_Image_2024-01-24_at_10.38.41_5e71bd6e-15_0_1.jpg | 0 | https://nnts.imgix.net/uploadedfiles/569ee93f-19d2-4d64-9584-e3e57a6d5cc9/PredictionImages/c756e32c-e16b-4229-8658-8fd5f87aaf54.jpeg?expires=1711738818&or=0&s=08df642766a48e7d523949d7f32fb574 | https://app.nanonets.com/#/ocr/test/569ee93f-19d2-4d64-9584-e3e57a6d5cc9/f9bd7b80-ed30-11ee-ba2e-52f8dd295e24 | 2760 | lectronics Engine Run Time 6373h 5m 2760 Start ( s ) AUTO | 6373h 5m |  | 6373
media_file=fifield%2Fattachments%2Fb0b534743414482c9addd247d3ca241e%2F10d43558-6f16-4ab4-9805-8ace4e6878b1%2FWhatsApp_Image_2024-01-24_at_10.00.40_7c09db33-15_10_47.jpg | 0 | https://nnts.imgix.net/uploadedfiles/569ee93f-19d2-4d64-9584-e3e57a6d5cc9/PredictionImages/26ab06d5-2699-4fab-873e-4226453cde4d.jpeg?expires=1711738818&or=0&s=6cb39b133e3c90b6ddeb54d58892510e | https://app.nanonets.com/#/ocr/test/569ee93f-19d2-4d64-9584-e3e57a6d5cc9/f922d20a-ed30-11ee-ba21-52f8dd295e24 |  | ( m ) 751793 UNHCR B DSE Deep Sea Electronics 736h 12m O TAUTO Stop Auto Start | 736h12m | 751793
media_file=fifield%2Fattachments%2Fb0b534743414482c9addd247d3ca241e%2F10d43558-6f16-4ab4-9805-8ace4e6878b1%2FWhatsApp_Image_2024-01-24_at_10.00.40_7c09db33-15_10_47.jpg | 0 | https://nnts.imgix.net/uploadedfiles/569ee93f-19d2-4d64-9584-e3e57a6d5cc9/PredictionImages/26ab06d5-2699-4fab-873e-4226453cde4d.jpeg?expires=1711738818&or=0&s=6cb39b133e3c90b6ddeb54d58892510e | https://app.nanonets.com/#/ocr/test/569ee93f-19d2-4d64-9584-e3e57a6d5cc9/f922d20a-ed30-11ee-ba21-52f8dd295e24 |  | ( m ) 751793 UNHCR B DSE Deep Sea Electronics 736h 12m O TAUTO Stop Auto Start | 736h12m | 751793 | 736
media_file=fifield%2Fattachments%2Fb0b534743414482c9addd247d3ca241e%2F10d43558-6f16-4ab4-9805-8ace4e6878b1%2FWhatsApp_Image_2024-01-23_at_10.25.06_f4923ea4-15_26_4.jpg | 0 | https://nnts.imgix.net/uploadedfiles/569ee93f-19d2-4d64-9584-e3e57a6d5cc9/PredictionImages/7376dd12-e36e-466e-8eae-e929323e2a7d.jpeg?expires=1711738818&or=0&s=c534c4120f28322722995e09c79ea748 | https://app.nanonets.com/#/ocr/test/569ee93f-19d2-4d64-9584-e3e57a6d5cc9/f7f84d70-ed30-11ee-ba19-52f8dd295e24 | 1415 | DSE Deep Sea Electronics Engine Run Time 2821h 18m 1415 Start ( s ) | 2821h 18m |  | 2821
media_file=fifield%2Fattachments%2Fb0b534743414482c9addd247d3ca241e%2F10d43558-6f16-4ab4-9805-8ace4e6878b1%2FIMG_3560-15_53_32.jpg | 0 | https://nnts.imgix.net/uploadedfiles/569ee93f-19d2-4d64-9584-e3e57a6d5cc9/PredictionImages/07115b05-3e10-415c-9cab-718658f3e821.jpeg?expires=1711738818&or=0&s=3e600e846e3a557193c88709d902fb86 | https://app.nanonets.com/#/ocr/test/569ee93f-19d2-4d64-9584-e3e57a6d5cc9/f7e9e7c4-ed30-11ee-9c66-4aca75adb6cb |  | BRHA . UNHCR . IT . 01046 TEKSAN T T T GENERATOR 885 998 . ALARMS B OIL PRESS . 1 CO LEV ç‚¹ HIGH TEMP . * BATT A- é•· L SPEED 0 CHAR FAULT FAIL è¡¨ HIGH OIL + * RECTIF TEMP . START FAIL + EMERG Hz STOP FAIL STOP ×˜×™×Ÿ LOW FUEL J1939 ECU FAIL kW E A At OVERLOAD SPARE rpm Vdc VN VOLTAGE * SERVICE REQUEST O A MENU TEST RUN AUTO STOP OP
media_file=fifield%2Fattachments%2Fb0b534743414482c9addd247d3ca241e%2F10d43558-6f16-4ab4-9805-8ace4e6878b1%2FIMG_3558-14_40_38.jpg | 0 | https://nnts.imgix.net/uploadedfiles/569ee93f-19d2-4d64-9584-e3e57a6d5cc9/PredictionImages/f404778f-4e94-4fa5-91e2-df2df9901f4c.jpeg?expires=1711738818&or=0&s=a13a78bed0de4e04b29ed53af7b6e5e7 | https://app.nanonets.com/#/ocr/test/569ee93f-19d2-4d64-9584-e3e57a6d5cc9/f78f3383-ed30-11ee-a447-221e535af36b |  | Generator Controller Model 720 DAQCNÂ® 00668 h ! K vt T KKK THE HOURMETER V â†“ - AUTO CONTROL MODULE EMERGENCY STOP
media_file=fifield%2Fattachments%2Fb0b534743414482c9addd247d3ca241e%2F10d43558-6f16-4ab4-9805-8ace4e6878b1%2FIMG_3557-14_36_9.jpg | 0 | https://nnts.imgix.net/uploadedfiles/569ee93f-19d2-4d64-9584-e3e57a6d5cc9/PredictionImages/e612ca6f-80b5-4b6b-90ef-a0aff3d8cd39.jpeg?expires=1711738818&or=0&s=e449be09864baa924e0a059138adccaf | https://app.nanonets.com/#/ocr/test/569ee93f-19d2-4d64-9584-e3e57a6d5cc9/f536520a-ed30-11ee-97dc-161cfd66d21b |  | DSE Deep Sea Electronics 3484h 18m O AUTO I Stop Auto Start | 3484h18m |  | 3484
media_file=fifield%2Fattachments%2Fb0b534743414482c9addd247d3ca241e%2F10d43558-6f16-4ab4-9805-8ace4e6878b1%2FIMG_3546-15_42_41.jpg | 0 | https://nnts.imgix.net/uploadedfiles/569ee93f-19d2-4d64-9584-e3e57a6d5cc9/PredictionImages/1c8b6668-0521-489f-92fc-6fbb17b82872.jpeg?expires=1711738818&or=0&s=c0d7fe38892ddaf42a3cd2b092854fae | https://app.nanonets.com/#/ocr/test/569ee93f-19d2-4d64-9584-e3e57a6d5cc9/f3e72ba3-ed30-11ee-a42c-221e535af36b |  | Generator Controller Model 710 ¦¦¦¦ 02 4674 ! K + m AUTO
media_file=fifield%2Fattachments%2Fb0b534743414482c9addd247d3ca241e%2F10d43558-6f16-4ab4-9805-8ace4e6878b1%2FIMG_3553-14_28_40.jpg | 0 | https://nnts.imgix.net/uploadedfiles/569ee93f-19d2-4d64-9584-e3e57a6d5cc9/PredictionImages/99c0320e-e58e-49df-a992-68bd5f40fc75.jpeg?expires=1711738818&or=0&s=76f99c74a1cfc3037e28a67ad47daa9d | https://app.nanonets.com/#/ocr/test/569ee93f-19d2-4d64-9584-e3e57a6d5cc9/f3ddfa95-ed30-11ee-b9f5-52f8dd295e24 | 2117 | ep Sea Electronics Engine Run Time 4093h 37m 2117 Start ( s ) dm AUTO | 4093h 37m |  | 4093
media_file=fifield%2Fattachments%2Fb0b534743414482c9addd247d3ca241e%2F10d43558-6f16-4ab4-9805-8ace4e6878b1%2FIMG_3521-16_6_58.jpg | 0 | https://nnts.imgix.net/uploadedfiles/569ee93f-19d2-4d64-9584-e3e57a6d5cc9/PredictionImages/d9d9999a-ad54-44dc-b12f-659508fe1289.jpeg?expires=1711738818&or=0&s=3723f21dd4ca46da34cb170fef200830 | https://app.nanonets.com/#/ocr/test/569ee93f-19d2-4d64-9584-e3e57a6d5cc9/f3418d69-ed30-11ee-a429-221e535af36b | 5179 | OSE Deep Sea Electronics Engine Run Time 7594h 5m 5179 Start ( s ) O AUTO in U.K | 7594h 5m |  | 7594
media_file=fifield%2Fattachments%2Fb0b534743414482c9addd247d3ca241e%2F10d43558-6f16-4ab4-9805-8ace4e6878b1%2FIMG_3520-15_45_58.jpg | 0 | https://nnts.imgix.net/uploadedfiles/569ee93f-19d2-4d64-9584-e3e57a6d5cc9/PredictionImages/6175cd14-84d3-436b-8907-2ac2d6eb4ede.jpeg?expires=1711738818&or=0&s=54a6ef2aba1b864a539318eda609bfe9 | https://app.nanonets.com/#/ocr/test/569ee93f-19d2-4d64-9584-e3e57a6d5cc9/ef2f1b77-ed30-11ee-9799-161cfd66d21b | 991 | E Deep Sea Electronics Engine Run Time 579h 22m 991 Start ( s ) LAUTO + | 579h 22m |  | 579
media_file=fifield%2Fattachments%2Fb0b534743414482c9addd247d3ca241e%2F10d43558-6f16-4ab4-9805-8ace4e6878b1%2FIMG_3519-15_50_42.jpg | 0 | https://nnts.imgix.net/uploadedfiles/569ee93f-19d2-4d64-9584-e3e57a6d5cc9/PredictionImages/ea7a5ac6-1207-4e33-95c1-7cedbf029182.jpeg?expires=1711738818&or=0&s=c7bd67173639bc22c11d1224f0c1016c | https://app.nanonets.com/#/ocr/test/569ee93f-19d2-4d64-9584-e3e57a6d5cc9/ef062207-ed30-11ee-9bf2-4aca75adb6cb | 2591 | SE Deep Sea Electronics Engine Run Time Shah lÃ m 2591 start ( s ) AUTO I .K . | 5680h18m |  | 5680
media_file=fifield%2Fattachments%2Fb0b534743414482c9addd247d3ca241e%2F10d43558-6f16-4ab4-9805-8ace4e6878b1%2FIMG_3492-16_3_24.jpg | 0 | https://nnts.imgix.net/uploadedfiles/569ee93f-19d2-4d64-9584-e3e57a6d5cc9/PredictionImages/15ec2f5f-6086-4507-a889-c8f988aa4d78.jpeg?expires=1711738818&or=0&s=ae2a969d9ea5bb202f109550fc59bba0 | https://app.nanonets.com/#/ocr/test/569ee93f-19d2-4d64-9584-e3e57a6d5cc9/ed94e091-ed30-11ee-a85b-4e69b49d15d5 |  | DSE Deep Sea Electronics 1733 E A 18 . O AUTO in U.K. + | 1733h10m |  | 1733
media_file=fifield%2Fattachments%2Fb0b534743414482c9addd247d3ca241e%2F10d43558-6f16-4ab4-9805-8ace4e6878b1%2Ff6ce1399-9ecd-4551-9d4f-4f9726ced05f-14_50_18.JPG | 0 | https://nnts.imgix.net/uploadedfiles/569ee93f-19d2-4d64-9584-e3e57a6d5cc9/PredictionImages/3ee37e4c-a7de-4c5b-a94f-0ec8d522eba3.jpeg?expires=1711738818&or=0&s=99bdccf26a6155a0d5f8a3a2d2591346 | https://app.nanonets.com/#/ocr/test/569ee93f-19d2-4d64-9584-e3e57a6d5cc9/ececf633-ed30-11ee-9774-161cfd66d21b |  | DSE Deep Sea Electronics 5122n 30 % | 5122h30m |  | 5122
media_file=fifield%2Fattachments%2Fb0b534743414482c9addd247d3ca241e%2F10d43558-6f16-4ab4-9805-8ace4e6878b1%2Fedfa5a02-6aff-4965-aae8-97c84b5671eb-15_32_55.JPG | 0 | https://nnts.imgix.net/uploadedfiles/569ee93f-19d2-4d64-9584-e3e57a6d5cc9/PredictionImages/0dff88e8-e9db-4dde-b26e-f217798621ba.jpeg?expires=1711738818&or=0&s=b3e335c81b0fa1415f95b9e7a95d8d74 | https://app.nanonets.com/#/ocr/test/569ee93f-19d2-4d64-9584-e3e57a6d5cc9/eaa3a542-ed30-11ee-9764-161cfd66d21b |  | EP SEA ELECTRON 2718h 6T LAUTO | 2718h6m |  | 2718
media_file=fifield%2Fattachments%2Fb0b534743414482c9addd247d3ca241e%2F10d43558-6f16-4ab4-9805-8ace4e6878b1%2F672d5557-e49a-48b8-b915-62cdbdaffea9-15_16_26.JPG | 0 | https://nnts.imgix.net/uploadedfiles/569ee93f-19d2-4d64-9584-e3e57a6d5cc9/PredictionImages/0c73f784-5bb0-434b-997d-88ad426bd67b.jpeg?expires=1711738818&or=0&s=75dfb0175edf469256f0e7bc4b1e0afa | https://app.nanonets.com/#/ocr/test/569ee93f-19d2-4d64-9584-e3e57a6d5cc9/e7804d62-ed30-11ee-b668-52f8dd295e24 |  | DSE Deep Sea Electronics 5392h 14m AUTO | 5392h14m |  | 5392
media_file=fifield%2Fattachments%2Fb0b534743414482c9addd247d3ca241e%2F10d9c8ff-3e64-422a-98ac-146098a3579f%2F20240228_164317-17_7_10.jpg | 0 | https://nnts.imgix.net/uploadedfiles/569ee93f-19d2-4d64-9584-e3e57a6d5cc9/PredictionImages/df15e600-fc4c-4e7b-9505-ef13f26eb18c.jpeg?expires=1711738818&or=0&s=8ae267b0e5de9b6f879360e276f6faae | https://app.nanonets.com/#/ocr/test/569ee93f-19d2-4d64-9584-e3e57a6d5cc9/e7661c8f-ed30-11ee-9bb0-4aca75adb6cb |  | AWARNING DO NOT START THIS MACHINE UNDER LOAD DSE Deep Sea Electronics IMPORTANT " CHECK DAILY " 1.Radiator water level . 1 . 2.Reserve tank water level . L2N V ( Important ) A 50/50 Anti- freeze / water mixture is recommended 2 . L3N 3.Engine oil level . HIGH 2 ( LOW ) O CAUTION To avoid damage OIL LEVEL GAUGE , it is Important to keep the oil level within the L O mark and H mark before AUTO starting the engine . AGG015 Made in U.K. t Power Switch Alarm Indication EMERGENCY B ABB SACE Tmax on O off 4143 A WARNING DO NOT MANIPULATE THE GENSET WITH THE SWITCH ON Danger High voltage A00212 Operating Instructions Before starting 1 Read Operator Manual 2. Check level unit 3.Check ground und 4. Check all fluid levels Check engine cooling fan and rep degree of ghes Check all pipes to ensure no leakage 7. Check battery pole bo ensure no SAFETY INSTRUCTIONS A WARNING Manual starting for key start panel 1.Disconnect all estemal kas ENGINE EXHAUST 2.Tum 3ect on the pow peration this ch the Pre heat the machine Hood Country ba Turn Emergency Stop button to ON posbon WARNING 6 burn the key to ON position This Automatic start and emote start ELECTION SPROCK HAZARD Lied Operator a Manuel Shopping AWARNING WARNING LDconnect ell esterat Asads 2 hum the key to or potion Av automatic act e remote start machine press the STOP button ELECTRIC SHOCK AT COOLING FINS 3 Nel tank ENE
media_file=fifield%2Fattachments%2Fb0b534743414482c9addd247d3ca241e%2F10d9c8ff-3e64-422a-98ac-146098a3579f%2F20240228_164212-17_9_37.jpg | 0 | https://nnts.imgix.net/uploadedfiles/569ee93f-19d2-4d64-9584-e3e57a6d5cc9/PredictionImages/3be1cd38-e1b9-4c63-8f67-9be5f0497797.jpeg?expires=1711738818&or=0&s=403c9823466e62fa41375523f9a40338 | https://app.nanonets.com/#/ocr/test/569ee93f-19d2-4d64-9584-e3e57a6d5cc9/e6adbb7a-ed30-11ee-a089-221e535af36b |  | QA AWARNING DSE Please remove 0.0 Hz Red bracket before running the gen - set O AUTO I ABB Formula Made in U.K. DANGER THIS MACHINE CONTROLLED IS REMOTELY AND MA WARN START G WITHOUT L 16 SERVICIO 25/4/2023 NEXT SERVICE 7-954 SIRUVE AT - 3225 1204 Has Å¿eat Å¿ellere tes . 2 200KVA
media_file=fifield%2Fattachments%2Fb0b534743414482c9addd247d3ca241e%2F10d9c8ff-3e64-422a-98ac-146098a3579f%2F20231113_113542-16_7_54.jpg | 0 | https://nnts.imgix.net/uploadedfiles/569ee93f-19d2-4d64-9584-e3e57a6d5cc9/PredictionImages/c3190f8b-9ac6-4a57-a18c-b1863fcbe3f1.jpeg?expires=1711738818&or=0&s=a0ac5c4c87318490d33f2e6480da242e | https://app.nanonets.com/#/ocr/test/569ee93f-19d2-4d64-9584-e3e57a6d5cc9/e4e02e47-ed30-11ee-a4f9-4e69b49d15d5 | 1443 | UNHCR The Uk Agy GENERATOR SERVICES OPE GENERATOR SERVICES SCHEDULE 1st 2nd Date Service Next Service Name of Services Services service of tours Technician 1. Stop or warm Engine 2. Drai oil and refil 3. Teplace filter 4. Replace fuel filter Check raditor , Top up with anti - corrosion 5. Replace or blow air cleane 7. Check and tighten any loo L component 8. Grease battery terminals a'd check electrolyte 9. Start engine and analys performance 10. Check al gauges 11. Check voltage and cur ent 12. Stop and check ol anc fuel leaks 13. Clean the gene alor DSE Deep Sea Electronics Engine Run Time ABB C32 2037 1702h 5m 1443 Start ( s ) AUTO Made in U.K. A A WARNING QA DANGER THIS MACHINE REMOTELY CONTROLLED IS AND MAY START WITHOUT WARNING DATE 1533 19/06 200 20KVA UNHCR Checked Changed Engine Oll âœ“ Oll Fitter Air Cleaner Element Gear Box OI Fuel Filter Spark Plug % Brake Fluid Radianor Water Level puburyo Greasing 1 Power Steering Fluid x Battery Water Levell Transmission Cill HOZZ 0 GATAGESTATION NAME NEXT SERVICE 1783 MECHANIC MALED ROMBOR SERVICE CARD 9149 copic | 1702h 5m |  | 1702
media_file=fifield%2Fattachments%2Fb0b534743414482c9addd247d3ca241e%2F10d9c8ff-3e64-422a-98ac-146098a3579f%2F20221108_103331-17_52_19.jpg | 0 | https://nnts.imgix.net/uploadedfiles/569ee93f-19d2-4d64-9584-e3e57a6d5cc9/PredictionImages/944eb895-bf3b-4c61-8331-05b1897e05f2.jpeg?expires=1711738818&or=0&s=0f6d54818b673627a00d3f49bb7f2cd3 | https://app.nanonets.com/#/ocr/test/569ee93f-19d2-4d64-9584-e3e57a6d5cc9/e3dcd283-ed30-11ee-9737-161cfd66d21b |  | WARNING A Available DSE Generator 1 A 239 Y L - N 50.7 Hz 414 Y L - L 0.74 Ld 1 kW O AUTO Made in U.K. DANGER MACHINE IS THIS CONTROLLED REMOTELY MAY START AND WARNING WITHOUT NEKAR TA DATE 22/09 2002 AIRD Bokia - hiof - fame RELIEF DEVELOPMEN UNHCR & GENERATOR SERVICES SCOPE GENERATOR SERVICES SCHEDULE Services Services 2nd 402 9 Service Next Service Name Service hours Technician 1. Stop or warm Engine 2. Drain oll and refill 3. Replace Oil filter 4. Replace fuel filter S. Check raditor , Top up with anti - corrosion 6. Replace or blow air cleaner 7. Check and tighten any loase component 25 8. Grease battery terminals and check electrolyte 9. Start engine and analyse performance Mileage 10. Check all gauges 3047 11. Check voltage and current ABB 12. Stop and check oll and fuel leaks 13. Clean the generator UNHCR James * LAGE Changed FOREMAN & 2314l2033 DATE 30kw
media_file=fifield%2Fattachments%2Fb0b534743414482c9addd247d3ca241e%2F8ec47abf-0428-42e9-882a-e3dcfcda856a%2FIMG-20240102-WA0117-16_10_34.jpg | 0 | https://nnts.imgix.net/uploadedfiles/569ee93f-19d2-4d64-9584-e3e57a6d5cc9/PredictionImages/6677bb80-7ba4-4de4-a9f3-88ac25c96a04.jpeg?expires=1711738818&or=0&s=ed5ab5328ee42588fff3186cdbfcbcd0 | https://app.nanonets.com/#/ocr/test/569ee93f-19d2-4d64-9584-e3e57a6d5cc9/e3701db6-ed30-11ee-a4c2-4e69b49d15d5 |  | 1 kPa 16 Â° C 12.6 V 0 rpm 347.8 hrs STOPPED AC ENGINE MAIN MENU .1 | 347.8 |  | 347.8
media_file=fifield%2Fattachments%2Fb0b534743414482c9addd247d3ca241e%2F8ec47abf-0428-42e9-882a-e3dcfcda856a%2FIMG-20240102-WA0046-14_39_23.jpg | 0 | https://nnts.imgix.net/uploadedfiles/569ee93f-19d2-4d64-9584-e3e57a6d5cc9/PredictionImages/7e78af86-ee6e-4314-9ce0-a032a9c0a6fe.jpeg?expires=1711738818&or=0&s=4253d5f5bff10df2c6247c38958b759a | https://app.nanonets.com/#/ocr/test/569ee93f-19d2-4d64-9584-e3e57a6d5cc9/e2a9afd7-ed30-11ee-9b8b-4aca75adb6cb |  | CA à¦¬à¦¨à§à¦§ ACK RESET EVENT LOG 0 kPa 40 Â° C 13.1 0 rpm 915.0 hrs STOPPED RUN AUTO STOP AC ENGINE MAIN MENU OK | 915 |  | 915
media_file=fifield%2Fattachments%2Fb0b534743414482c9addd247d3ca241e%2F8ec47abf-0428-42e9-882a-e3dcfcda856a%2FIMG-20240102-WA0035-13_50_3.jpg | 0 | https://nnts.imgix.net/uploadedfiles/569ee93f-19d2-4d64-9584-e3e57a6d5cc9/PredictionImages/7533a3f6-f6e7-4d6f-8bca-5aaafd30c57d.jpeg?expires=1711738818&or=0&s=01fb68e976c4c2d5274e52254bc9db2c | https://app.nanonets.com/#/ocr/test/569ee93f-19d2-4d64-9584-e3e57a6d5cc9/e21b1451-ed30-11ee-a06a-221e535af36b |  | 410 kPa 74 Â° C 14.3 V 1502 rpm 1102.3 hrs RUNNING AC ENGINE MAIN MENU | 1102.3 |  | 1102.3
media_file=fifield%2Fattachments%2Fb0b534743414482c9addd247d3ca241e%2F8ec47abf-0428-42e9-882a-e3dcfcda856a%2FIMG-20240102-WA0023-13_21_3.jpg | 0 | https://nnts.imgix.net/uploadedfiles/569ee93f-19d2-4d64-9584-e3e57a6d5cc9/PredictionImages/f7641c33-159a-47a5-a03a-496b82e1e1a1.jpeg?expires=1711738818&or=0&s=aa6807331b21056dfafb829f4b4fb9d5 | https://app.nanonets.com/#/ocr/test/569ee93f-19d2-4d64-9584-e3e57a6d5cc9/e1c9427b-ed30-11ee-b5e6-52f8dd295e24 |  | CA ACK RESET EVENT LOG 0 kPa 70 Â° C 13.77 0 rpm 1300.3 hrs STOPPED RUN AUTO STOP N AC ENGINE MAIN MENU OK EMCP 4.1 | 1300.3 |  | 1300.3
media_file=fifield%2Fattachments%2Fb0b534743414482c9addd247d3ca241e%2F8ec47abf-0428-42e9-882a-e3dcfcda856a%2FIMG-20240102-WA0022-12_42_9.jpg | 0 | https://nnts.imgix.net/uploadedfiles/569ee93f-19d2-4d64-9584-e3e57a6d5cc9/PredictionImages/0439066f-7908-44f0-b3b7-376617eab2b7.jpeg?expires=1711738818&or=0&s=7a65c65822fb662e1db2138eefcd1a0f | https://app.nanonets.com/#/ocr/test/569ee93f-19d2-4d64-9584-e3e57a6d5cc9/ded4c0d1-ed30-11ee-a096-4e69b49d15d5 |  | AC 600 kPa 46 Â° C 13.7 V 0 rpm 3563.6 hrs STOPPING RUN as MAIN MENU | 3563.6 |  | 3563.6
media_file=fifield%2Fattachments%2Fb0b534743414482c9addd247d3ca241e%2F8ec47abf-0428-42e9-882a-e3dcfcda856a%2FIMG-20240102-WA0002-12_22_2.jpg | 0 | https://nnts.imgix.net/uploadedfiles/569ee93f-19d2-4d64-9584-e3e57a6d5cc9/PredictionImages/ab7fbfeb-b96e-4279-b354-39098271594a.jpeg?expires=1711738818&or=0&s=dc5a8cc2cbf64c7c4efb82cafc881572 | https://app.nanonets.com/#/ocr/test/569ee93f-19d2-4d64-9584-e3e57a6d5cc9/de56e2d1-ed30-11ee-9b75-4aca75adb6cb |  | CAT CA ACK RESET EVENT LOG 0kPa 45 Â° C 13.8 N 0 rpm 2373.4 hrs STOPPED RUN AUTO STOP AC ENGINE MAIN MENU OK EMCP 4.1 A A ÛÛ’ Ú©Ø±Ù†Ø§ Ø¨Ù†Ø¯ Ú©Ùˆ Ø¨Ø±ÛŒÚ©Ø± AL Î” | 2373.4 |  | 2373.4
media_file=fifield%2Fattachments%2Fb0b534743414482c9addd247d3ca241e%2F8cdae00b-999c-404f-a266-7dc5329a655f%2FIMG-20231220-WA0018-12_11_6.jpg | 0 | https://nnts.imgix.net/uploadedfiles/569ee93f-19d2-4d64-9584-e3e57a6d5cc9/PredictionImages/606d3c3e-4278-4fa2-a831-a44233d5e295.jpeg?expires=1711738818&or=0&s=a09ba13edba71a57ab669786afd1ea68 | https://app.nanonets.com/#/ocr/test/569ee93f-19d2-4d64-9584-e3e57a6d5cc9/ddabdf20-ed30-11ee-a033-221e535af36b |  | DEIP Gen - Set Controller GG - 1F AMF M L1 - L2 Load IIII Transfer 389V Alarm Power M L2 - L3 390V Low water level M L3 - L1 393V Low Oil Pressure MT L1 49.8Hz ESC Remote Start AUT TEST MAN |  | 417391
media_file=fifield%2Fattachments%2Fb0b534743414482c9addd247d3ca241e%2F8bd4bbe4-006a-4ed0-a9ae-df343416b625%2FIMG20240115095526-10_10_39.jpg | 0 | https://nnts.imgix.net/uploadedfiles/569ee93f-19d2-4d64-9584-e3e57a6d5cc9/PredictionImages/485bd974-f4d9-4835-89f1-9a9eaa64354b.jpeg?expires=1711738818&or=0&s=5475749d2ad87e6794c7b4d24bd14a32 | https://app.nanonets.com/#/ocr/test/569ee93f-19d2-4d64-9584-e3e57a6d5cc9/dda8301e-ed30-11ee-a091-4e69b49d15d5 |  | DSE Deep Sea Electronics ALIN 232V L2N 233v A L3N 232y å£« O AUTO Made in U.K. +
media_file=fifield%2Fattachments%2Fb0b534743414482c9addd247d3ca241e%2F7cb473bd-6311-4662-8fb7-0d8267bd9d8b%2FWhatsApp_Image_2023-12-19_at_15.47.00-15_49_37.jpeg | 0 | https://nnts.imgix.net/uploadedfiles/569ee93f-19d2-4d64-9584-e3e57a6d5cc9/PredictionImages/e2a146cd-85ac-4ce4-8111-a11d204b8382.jpeg?expires=1711738818&or=0&s=a1aa1382c0f7f99c2817a37a6a217110 | https://app.nanonets.com/#/ocr/test/569ee93f-19d2-4d64-9584-e3e57a6d5cc9/da6104dd-ed30-11ee-9f41-221e535af36b |  | APM OB 8815 kWh CE 3780.9 h OLB 2835 ALARMI RUN Hz STOP AUTO START | 3780.9 |  | 3780.9
media_file=fifield%2Fattachments%2Fb0b534743414482c9addd247d3ca241e%2F6cbb2f57-17b1-4c7a-9788-758c834fd5b4%2FWhatsApp_Image_2023-12-29_at_18.09.43_fb080a83-12_7_30.jpg | 0 | https://nnts.imgix.net/uploadedfiles/569ee93f-19d2-4d64-9584-e3e57a6d5cc9/PredictionImages/ced8050b-974e-4ca9-aa67-14a3e3fdb44e.jpeg?expires=1711738818&or=0&s=6a43e9e14b58c5cbb36d6d88575a969d | https://app.nanonets.com/#/ocr/test/569ee93f-19d2-4d64-9584-e3e57a6d5cc9/da39a767-ed30-11ee-9b54-4aca75adb6cb |  | DSE Deep Sea Electronics 1697 3m ( 0 14444 Galaxy A73 5G 00 O | 1697 3m |  | 1697
media_file=fifield%2Fattachments%2Fb0b534743414482c9addd247d3ca241e%2F6cbb2f57-17b1-4c7a-9788-758c834fd5b4%2FWhatsApp_Image_2023-12-19_at_12.54.45_fb543d12-12_5_31.jpg | 0 | https://nnts.imgix.net/uploadedfiles/569ee93f-19d2-4d64-9584-e3e57a6d5cc9/PredictionImages/75713b6b-4623-49f7-95d4-bfeab2b0c334.jpeg?expires=1711738818&or=0&s=5a7a3e81adebc6c3b254a2ff8ce9728b | https://app.nanonets.com/#/ocr/test/569ee93f-19d2-4d64-9584-e3e57a6d5cc9/da1530ac-ed30-11ee-96cb-161cfd66d21b |  | 1 Aydan uzun aore jeneratoron kullanilmaycagi durumlarda jeneratorler kullanma kilavuzunda belirtildigi sekilde depolanmalidir . 1 Aydan uzun sureli jeneratoro kullanmadiginiz zaman jenerator calistirilirken kullanma kilavuzundaki onlemler alinmalidir . When the genset will not be used for over a month , it must be stored according to recommendations which are given in manual Anytime your genset is not used for over a month , during first start please comply recommendations that are given in manual ETK - 311 DSE Deep Sea Electronics 759h 15 1 AUTO Made in U.K. 800940 UNHCR GENERATING CITY ELECTRICITY aksa POWER GENERATION | 759h 15m | 800940 | 759
media_file=fifield%2Fattachments%2Fb0b534743414482c9addd247d3ca241e%2F6cbb2f57-17b1-4c7a-9788-758c834fd5b4%2F6358651-11_59_16.JPG | 0 | https://nnts.imgix.net/uploadedfiles/569ee93f-19d2-4d64-9584-e3e57a6d5cc9/PredictionImages/d91a72e4-9ef0-4257-8ca2-cc77936d3526.jpeg?expires=1711738818&or=0&s=c087fd5f86ec0d54b54643237defe3fa | https://app.nanonets.com/#/ocr/test/569ee93f-19d2-4d64-9584-e3e57a6d5cc9/d65f53b1-ed30-11ee-96a6-161cfd66d21b | 764 | Engine Run Time DSE 1542h 54m 764 Start ( s ) | 1542h 54m |  | 1542
media_file=fifield%2Fattachments%2Fb0b534743414482c9addd247d3ca241e%2F6cbb2f57-17b1-4c7a-9788-758c834fd5b4%2F801120-12_18_42.jpg | 0 | https://nnts.imgix.net/uploadedfiles/569ee93f-19d2-4d64-9584-e3e57a6d5cc9/PredictionImages/ccb53ada-f227-4c57-8382-611123078bd0.jpeg?expires=1711738818&or=0&s=4f2fbae055e5699b5cefb3c81112daba | https://app.nanonets.com/#/ocr/test/569ee93f-19d2-4d64-9584-e3e57a6d5cc9/d629b1bb-ed30-11ee-9b7c-221e535af36b |  | DSE Deep Sea Electronics 757h 58m AUTO Made in U.K. I 801120 UNHCR B PARA GENERATING CITY ELECTRICITY POWE IWER | 757h 58m | 801120 | 757
media_file=fifield%2Fattachments%2Fb0b534743414482c9addd247d3ca241e%2F6cbb2f57-17b1-4c7a-9788-758c834fd5b4%2F801118-12_16_26.jpg | 0 | https://nnts.imgix.net/uploadedfiles/569ee93f-19d2-4d64-9584-e3e57a6d5cc9/PredictionImages/293d5a11-1cf8-47b2-9288-6d7c867e1965.jpeg?expires=1711738818&or=0&s=6f0197b58ac61970a4e797fe7949dd23 | https://app.nanonets.com/#/ocr/test/569ee93f-19d2-4d64-9584-e3e57a6d5cc9/d552cc75-ed30-11ee-b52c-52f8dd295e24 |  | DSE Deep Sea Electronics 1466t 13m 10+ AUTO . Made in U.K. 801118 UNHCR B ELECTRICITY POW GENERATING CITY | 1466h13m | 801118 | 1466
media_file=fifield%2Fattachments%2Fb0b534743414482c9addd247d3ca241e%2F6cbb2f57-17b1-4c7a-9788-758c834fd5b4%2F708791-12_9_38.jpg | 0 | https://nnts.imgix.net/uploadedfiles/569ee93f-19d2-4d64-9584-e3e57a6d5cc9/PredictionImages/f07af8da-631b-4951-a107-6bd67386cea1.jpeg?expires=1711738818&or=0&s=8892eba2182d33ed547ca30bf43abf81 | https://app.nanonets.com/#/ocr/test/569ee93f-19d2-4d64-9584-e3e57a6d5cc9/d4474d2b-ed30-11ee-9b3a-4aca75adb6cb | 38 | Engine Run Time DSE 22h 57m 38 Start ( s ) Switch O E D AUTO Made in U.K. Peak CEP Diesel Generator Set ( ISO 8528 ) 708791 Model WPS80S SN 18D2003 KVA kW Prime power 80 64 Standby power 88 70 Voltage : 240 / 415V Current : 111A Frequency : 50Hz Phase : 3P RPM : 1500r / min Power Factor : 0.8 ( lag ) Weight : 1464kg Date : 2018.12 Peak International Trade ( Tianjin ) Co. , Ltd www.peakglobe.com SmartGen Source 1 Source 2 T - V 0971 - V #O á‹ DO- | 22h 57m | 708791 | 22
media_file=fifield%2Fattachments%2Fb0b534743414482c9addd247d3ca241e%2F6cbb2f57-17b1-4c7a-9788-758c834fd5b4%2F80119-12_17_39.jpg | 0 | https://nnts.imgix.net/uploadedfiles/569ee93f-19d2-4d64-9584-e3e57a6d5cc9/PredictionImages/94c6867f-0354-42f0-b761-83b3223c9437.jpeg?expires=1711738818&or=0&s=9331d8630114e6f2f334aedbabd2ead3 | https://app.nanonets.com/#/ocr/test/569ee93f-19d2-4d64-9584-e3e57a6d5cc9/d3ddd67d-ed30-11ee-a03c-4e69b49d15d5 |  | 792h A 33. O AUTO Made in U.K. ) W ( 801119 UNHCR B ATING CITY | 792h33m | 801119 | 792
media_file=fifield%2Fattachments%2Fb0b534743414482c9addd247d3ca241e%2F6cbb2f57-17b1-4c7a-9788-758c834fd5b4%2F80117-12_15_18.jpg | 0 | https://nnts.imgix.net/uploadedfiles/569ee93f-19d2-4d64-9584-e3e57a6d5cc9/PredictionImages/9fc763f7-28ac-4d00-af89-a7fd690b3238.jpeg?expires=1711738818&or=0&s=078f2c34c019fba4ca5da0b1212a6865 | https://app.nanonets.com/#/ocr/test/569ee93f-19d2-4d64-9584-e3e57a6d5cc9/d2e27430-ed30-11ee-b527-52f8dd295e24 |  | DSE Deep Sea Electronics 920 h 14M ( 0 ) 1 O AUTO Made in U.K. + 801117 UNHCR GENERATING CITTERCORNICITY POW | 920h14m | 801117 | 920
media_file=fifield%2Fattachments%2Fb0b534743414482c9addd247d3ca241e%2F6cbb2f57-17b1-4c7a-9788-758c834fd5b4%2F6402D11-11_55_29.JPG | 0 | https://nnts.imgix.net/uploadedfiles/569ee93f-19d2-4d64-9584-e3e57a6d5cc9/PredictionImages/5f191825-7faa-41b7-b2be-d64c9aa7ce0b.jpeg?expires=1711738818&or=0&s=fc8ea233c596aafec69428e390a1384a | https://app.nanonets.com/#/ocr/test/569ee93f-19d2-4d64-9584-e3e57a6d5cc9/d250ad16-ed30-11ee-9b35-4aca75adb6cb | 328 | Engine Run Time D 219h 5m 328 Start ( s ) | 219h 5m |  | 219
media_file=fifield%2Fattachments%2Fb0b534743414482c9addd247d3ca241e%2F6cbb2f57-17b1-4c7a-9788-758c834fd5b4%2F649DE71-11_57_7.JPG | 0 | https://nnts.imgix.net/uploadedfiles/569ee93f-19d2-4d64-9584-e3e57a6d5cc9/PredictionImages/89f943a5-a94a-489e-aeef-6b3eadd4c2d9.jpeg?expires=1711738818&or=0&s=7a1e9bb0b928d4d4f4afb664a6b55467 | https://app.nanonets.com/#/ocr/test/569ee93f-19d2-4d64-9584-e3e57a6d5cc9/d109af40-ed30-11ee-b50f-52f8dd295e24 |  | OFF OIL LAMP ALERT AC SW ON STARTER SW START OFF DC 12V 83A AC 230V 230 50Hz aksa JENERATÃ–R |  | 732754
media_file=fifield%2Fattachments%2Fb0b534743414482c9addd247d3ca241e%2F6cbb2f57-17b1-4c7a-9788-758c834fd5b4%2F89c9a013-4f21-478e-8f15-8e4fa9f90bba-12_11_53.jpg | 0 | https://nnts.imgix.net/uploadedfiles/569ee93f-19d2-4d64-9584-e3e57a6d5cc9/PredictionImages/b279c1b8-5a29-45d6-b0c6-61092437b775.jpeg?expires=1711738818&or=0&s=1b7e0ba50cf444e8c9392b7097adb178 | https://app.nanonets.com/#/ocr/test/569ee93f-19d2-4d64-9584-e3e57a6d5cc9/ceda1053-ed30-11ee-9b3a-221e535af36b | 568 | DSE DEEP SEA ELECTRONICS Engine Run Time 755h 37m 568 Start ( s ) | 755h 37m |  | 755
media_file=fifield%2Fattachments%2Fb0b534743414482c9addd247d3ca241e%2F6cbb2f57-17b1-4c7a-9788-758c834fd5b4%2F1D795F1-11_52_52.JPG | 0 | https://nnts.imgix.net/uploadedfiles/569ee93f-19d2-4d64-9584-e3e57a6d5cc9/PredictionImages/0700cf13-e420-47bd-889f-5def21e79bbd.jpeg?expires=1711738818&or=0&s=912f29a8f758fed84c9593893fb79431 | https://app.nanonets.com/#/ocr/test/569ee93f-19d2-4d64-9584-e3e57a6d5cc9/ce3cc6b6-ed30-11ee-9b35-221e535af36b |  | ALERT AC SW LAMP V HOUR ON 200 300 0986 100 CE 99T1 -92.5 B â‘¤ ä¼ OFF DC 12V 8.3A AC 230V | 5h15m |  | 5
media_file=fifield%2Fattachments%2Fb0b534743414482c9addd247d3ca241e%2F5f446351-76cc-4607-8ce9-74969e732c2b%2F20231214_142854-16_8_8.jpg | 0 | https://nnts.imgix.net/uploadedfiles/569ee93f-19d2-4d64-9584-e3e57a6d5cc9/PredictionImages/b2b34d11-1df9-431d-9687-0be1fd961462.jpeg?expires=1711738818&or=0&s=1af039539208dfebad9743153943e87e | https://app.nanonets.com/#/ocr/test/569ee93f-19d2-4d64-9584-e3e57a6d5cc9/cde1dd23-ed30-11ee-9bc7-4e69b49d15d5 |  | STARTER SW . OIL ALERT VOLTMETER BREAKER OFF ON LAMP ON Gen DZ47-63 TENCO SHOWTRAD VAU C25 START 49971 06/04 to -22518 OFF AC 220V DC 12V 8.3A ON OFF â‘ 50 Hz STOP RUN ISO9001 CE A CAUTION OIL NO OIL IN UNIT Put oil before starting DANGER 212 in Don't the room operate
media_file=fifield%2Fattachments%2Fb0b534743414482c9addd247d3ca241e%2F3b4b46b8-fbfd-47a0-84d7-80ef3b51b484%2F17053400910767296524290883744820-18_35_26.jpg | 0 | https://nnts.imgix.net/uploadedfiles/569ee93f-19d2-4d64-9584-e3e57a6d5cc9/PredictionImages/c8852b3c-3425-48f9-b85b-8a960c735f9f.jpeg?expires=1711738818&or=0&s=e34f13817ac91d628092623701af3dba | https://app.nanonets.com/#/ocr/test/569ee93f-19d2-4d64-9584-e3e57a6d5cc9/cbaaf28c-ed30-11ee-9b1b-4aca75adb6cb |  | Deep Sea Electronics DSE h 45 O AUTO I Stop Auto Start 229-5048 SAFETY.CAY.COM 224-0644 2 AUTO | 0h45m |  | 0
media_file=fifield%2Fattachments%2Fb0b534743414482c9addd247d3ca241e%2F3b4b46b8-fbfd-47a0-84d7-80ef3b51b484%2F17053396582515014428448783611370-18_28_7.jpg | 0 | https://nnts.imgix.net/uploadedfiles/569ee93f-19d2-4d64-9584-e3e57a6d5cc9/PredictionImages/c7df6933-1bcb-4817-9e90-04d9b95485b9.jpeg?expires=1711738818&or=0&s=7432bb9e86bacb5b497237b22a495763 | https://app.nanonets.com/#/ocr/test/569ee93f-19d2-4d64-9584-e3e57a6d5cc9/c8d8f5ca-ed30-11ee-9b0b-221e535af36b |  | DSE Deep Sea Electronics 66 h 9 1 + O AUTO I Stop Auto Start 229-5048 | 66h9m |  | 66
media_file=fifield%2Fattachments%2Fb0b534743414482c9addd247d3ca241e%2F3b4b46b8-fbfd-47a0-84d7-80ef3b51b484%2F17053392459395792816012784350090-18_21_41.jpg | 0 | https://nnts.imgix.net/uploadedfiles/569ee93f-19d2-4d64-9584-e3e57a6d5cc9/PredictionImages/1a4bd0bf-8722-4f7f-98c1-3ceeb8d6197f.jpeg?expires=1711738818&or=0&s=df28a9d950098507cbec2ff80097f610 | https://app.nanonets.com/#/ocr/test/569ee93f-19d2-4d64-9584-e3e57a6d5cc9/c73832bc-ed30-11ee-9632-161cfd66d21b |  | DSFL Deau Sen Gloftronics 66h 9 O M + AUTO Stop Auto Start 229-5048 V 24 SAFLIN | 66h9m |  | 66
media_file=fifield%2Fattachments%2Fb0b534743414482c9addd247d3ca241e%2F3b4b46b8-fbfd-47a0-84d7-80ef3b51b484%2F17053389685266167051305168315213-18_16_32.jpg | 0 | https://nnts.imgix.net/uploadedfiles/569ee93f-19d2-4d64-9584-e3e57a6d5cc9/PredictionImages/51c1cc67-e0ba-4ab3-a565-0302c5417fed.jpeg?expires=1711738818&or=0&s=e1611454176abce146899758584604f8 | https://app.nanonets.com/#/ocr/test/569ee93f-19d2-4d64-9584-e3e57a6d5cc9/c599131d-ed30-11ee-9af4-221e535af36b |  | DCP - 10 GEN- > 8888 8888 7438 + O AUTO E 229-5048 SAFETY.CAT.COM 224-0554 2 AUTO | 7438h
media_file=fifield%2Fattachments%2Fb0b534743414482c9addd247d3ca241e%2F3b4b46b8-fbfd-47a0-84d7-80ef3b51b484%2F17053389685266167051305168315213-18_16_32.jpg | 0 | https://nnts.imgix.net/uploadedfiles/569ee93f-19d2-4d64-9584-e3e57a6d5cc9/PredictionImages/51c1cc67-e0ba-4ab3-a565-0302c5417fed.jpeg?expires=1711738818&or=0&s=e1611454176abce146899758584604f8 | https://app.nanonets.com/#/ocr/test/569ee93f-19d2-4d64-9584-e3e57a6d5cc9/c599131d-ed30-11ee-9af4-221e535af36b |  | DCP - 10 GEN- > 8888 8888 7438 + O AUTO E 229-5048 SAFETY.CAT.COM 224-0554 2 AUTO | 7438h |  | 7438
media_file=fifield%2Fattachments%2Fb0b534743414482c9addd247d3ca241e%2F3b4b46b8-fbfd-47a0-84d7-80ef3b51b484%2F17053323119217084470013629661016-16_25_22.jpg | 0 | https://nnts.imgix.net/uploadedfiles/569ee93f-19d2-4d64-9584-e3e57a6d5cc9/PredictionImages/59a3a618-04b7-4f9f-9e40-1ce61bbda0d4.jpeg?expires=1711738818&or=0&s=fea1c0fce8348ae9c8a68ac1480a1a8a | https://app.nanonets.com/#/ocr/test/569ee93f-19d2-4d64-9584-e3e57a6d5cc9/c46ae768-ed30-11ee-9ad3-4aca75adb6cb |  | UNHCR B DSE Deep Sea Electronics Status 15:23 Generator at Rest Stop Mode AUTO Made in U.K. |  | 690362
media_file=fifield%2Fattachments%2Fb0b534743414482c9addd247d3ca241e%2F3b4b46b8-fbfd-47a0-84d7-80ef3b51b484%2F17053313499564605556252576504748-16_10_1.jpg | 0 | https://nnts.imgix.net/uploadedfiles/569ee93f-19d2-4d64-9584-e3e57a6d5cc9/PredictionImages/02c44748-d65e-424c-852a-1b8b7fc48dff.jpeg?expires=1711738818&or=0&s=ff41e69ac203aa61ac5c636f7eeae35e | https://app.nanonets.com/#/ocr/test/569ee93f-19d2-4d64-9584-e3e57a6d5cc9/c3a43b9a-ed30-11ee-9aed-221e535af36b |  | UNHCR DSE Deep Sea Electronics Alarms 1/1 A i Shutdown TAUTO m O Made in U.K. EWER 80's |  | 499970
media_file=fifield%2Fattachments%2Fb0b534743414482c9addd247d3ca241e%2F3b4b46b8-fbfd-47a0-84d7-80ef3b51b484%2F1705330916477212336251625262694-16_2_6.jpg | 0 | https://nnts.imgix.net/uploadedfiles/569ee93f-19d2-4d64-9584-e3e57a6d5cc9/PredictionImages/5290b7f6-a1c5-40ff-9432-3d379f2e2b3d.jpeg?expires=1711738818&or=0&s=96de9f6234fda40e561c2d8cad2c292f | https://app.nanonets.com/#/ocr/test/569ee93f-19d2-4d64-9584-e3e57a6d5cc9/c34d05e1-ed30-11ee-9ace-4aca75adb6cb |  | MANTRAC CAT MANSOUR 202685 12309WA 06131 A ãŸ ! + AUTO 1 Stop Auto Start
media_file=fifield%2Fattachments%2Fb0b534743414482c9addd247d3ca241e%2F3b4b46b8-fbfd-47a0-84d7-80ef3b51b484%2F17053304100396736977859706947294-15_53_45.jpg | 0 | https://nnts.imgix.net/uploadedfiles/569ee93f-19d2-4d64-9584-e3e57a6d5cc9/PredictionImages/a32c38be-b8d4-4bdf-a30d-2d6c9e5b1213.jpeg?expires=1711738818&or=0&s=6cfa29bddb94c8d5f72d9af00fef3077 | https://app.nanonets.com/#/ocr/test/569ee93f-19d2-4d64-9584-e3e57a6d5cc9/c11470d7-ed30-11ee-b46c-52f8dd295e24 |  | DCP - 10 å³ 1307 Kh AUTO m +
media_file=fifield%2Fattachments%2Fb0b534743414482c9addd247d3ca241e%2F3b4b46b8-fbfd-47a0-84d7-80ef3b51b484%2F17053289651105570976511512183749-15_29_36.jpg | 0 | https://nnts.imgix.net/uploadedfiles/569ee93f-19d2-4d64-9584-e3e57a6d5cc9/PredictionImages/bf2e56df-4ab7-40fc-be14-a52ac67ed72a.jpeg?expires=1711738818&or=0&s=079c983c71958f0f79fee8b23ca1c1a5 | https://app.nanonets.com/#/ocr/test/569ee93f-19d2-4d64-9584-e3e57a6d5cc9/bf1d9b65-ed30-11ee-9b5a-4e69b49d15d5 |  | FG Wilson DCP - 10 15.55Kh T H O + AUTO 229-5048
media_file=fifield%2Fattachments%2Fb0b534743414482c9addd247d3ca241e%2F3b4b46b8-fbfd-47a0-84d7-80ef3b51b484%2F17053286202683361442448661048191-15_24_5.jpg | 0 | https://nnts.imgix.net/uploadedfiles/569ee93f-19d2-4d64-9584-e3e57a6d5cc9/PredictionImages/bb74b375-6967-479b-89c7-4a2ade962ce8.jpeg?expires=1711738818&or=0&s=f400650bcb93891183545dde7eeeca14 | https://app.nanonets.com/#/ocr/test/569ee93f-19d2-4d64-9584-e3e57a6d5cc9/bd604f12-ed30-11ee-9aaa-221e535af36b |  | FG Wilson DCP - 10 GEN- > 1404Kh E JOH O + AUTO 229-5048
media_file=fifield%2Fattachments%2Fb0b534743414482c9addd247d3ca241e%2F3b4b46b8-fbfd-47a0-84d7-80ef3b51b484%2F1705328445964531747015618589388-15_21_19.jpg | 0 | https://nnts.imgix.net/uploadedfiles/569ee93f-19d2-4d64-9584-e3e57a6d5cc9/PredictionImages/f7cce918-7576-4840-869b-c9fcaa62ca34.jpeg?expires=1711738818&or=0&s=84a87d766dfed526e65c37a280cddbb0 | https://app.nanonets.com/#/ocr/test/569ee93f-19d2-4d64-9584-e3e57a6d5cc9/bc2b63f5-ed30-11ee-9aa0-221e535af36b |  | DCP - 10 507 WHZ NZ 152 RPM 257 . Kh ã…“ ê°€ + AUTO
media_file=fifield%2Fattachments%2Fb0b534743414482c9addd247d3ca241e%2F2e11358e-cde7-4e63-ba9a-892fdb45e214%2FPanel-11_1_36.jpg | 0 | https://nnts.imgix.net/uploadedfiles/569ee93f-19d2-4d64-9584-e3e57a6d5cc9/PredictionImages/bf3bb523-d94a-40b7-901e-6801a327b19b.jpeg?expires=1711738818&or=0&s=f4ecbac086a3928b848d882744351f21 | https://app.nanonets.com/#/ocr/test/569ee93f-19d2-4d64-9584-e3e57a6d5cc9/bbaaa3ba-ed30-11ee-95aa-161cfd66d21b |  | Deep Sea Electronics DSE A AUTO Made in U.K. Engine Off Manual Mode Key Not Available Automatic Mute Alarm Engine Start ( Manual Mode ) Ø®Ø§Ù…ÙˆØ´ Ù…ÙˆØªÙˆ Ø§ØªÙˆÙ…Ø§ØªÛŒÚ© ØºÛŒØ± Ø­Ø§Ù„Øª Ù…ÙˆØªÙˆØ± Ø§Ø³ØªØ§Ø±Øª Ø§ØªÙˆÙ…Ø§ØªÛŒÚ© ØºÛŒØ± Ø­Ø§Ù„Øª Ø¯Ø± ÙØ¹Ø§Ù„ ØºÛŒØ± Ú©Ù„ÛŒØ¯ Ø§ØªÙˆÙ…Ø§ØªÛŒÚ© Ø­Ø§Ù„Øª Ø§Ø®Ø·Ø§Ø± ØµØ¯Ø§ÛŒ Ù‚Ø·Ø¹ Ø§ØªÙˆÙ…Ø§ØªÛŒÚ© ØºÛŒØ± Ø­Ø§Ù„Øª Ø¯Ø± Keep the Generator in " Automatic Mode " all the time unless it is needed to switch to " Manual Mode " . Ù†ÛŒØ§Ø² Ù…ÙˆØ±Ø¯ Ø®Ø§Øµ Ù…ÙˆØ§Ø±Ø¯ Ø§Ø² ØºÛŒØ± Ø¨Ù‡ Ø¨Ø§Ø´Ø¯ Ø§ØªÙˆÙ…Ø§ØªÛŒÚ© Ø­Ø§Ù„Øª Ø¯Ø± Ù‡Ù…ÛŒØ´Ù‡ Ú˜Ù†Ø±Ø§ØªÙˆØ±
media_file=fifield%2Fattachments%2Fb0b534743414482c9addd247d3ca241e%2F2e5fda58-c8d7-4428-97c1-ba09b8abda2f%2FWhatsApp_Image_2024-02-23_at_14.01.27_1-14_15_36.jpeg | 0 | https://nnts.imgix.net/uploadedfiles/569ee93f-19d2-4d64-9584-e3e57a6d5cc9/PredictionImages/814b70fc-e121-44ec-88b4-eae5c9c5d37b.jpeg?expires=1711738818&or=0&s=4c92d23346982c0119f852d9bb2f36d9 | https://app.nanonets.com/#/ocr/test/569ee93f-19d2-4d64-9584-e3e57a6d5cc9/bafef6bb-ed30-11ee-9b3a-4e69b49d15d5 |  | DSE Deep Sea Electronics LIN L2N V Auto + T AUTO Stop Auto Start modasa GENERATOR SET motores diesel andinos s.a SERIAL NUMBER X33316G MANIACTURING YEAR 2023 GEN SET MODEL MP - 681 PART LIST T33MP68877 CONTINUOUS 56.0 kW 56.0 KVA 233 80x POWER CONNECTION Y STAND - BY â˜‘ 61.0 kW 61.0 KVA 254 240 V COS 1 rpm 1800 PROTECTION DEGREE OF IP 23 FUEL EFFICIENCY 12.0 60 Hz PHASES CONSUMPTION 13.5 L / h OF GEN SET . ( 75 % ) ALTERNATOR 86.9 % EFFICIENCY ENGINE BRAND PERKINS ALTERNATOR BRAND STAMFORD ENGINE MODEL / SERIAL 1104A - 44T 8612045 ) ALTERNATOR UC.1224F1 X23F245419 STARDARDS : IEC 60034-22,1508528 , RETIE ALTITUDE 1000mas MODEL / SERIAL NOTE : FOR MECHANICAL MOTORS , THE SHOWN NOMINAL POWER IS SUBJECT TO A VARIATION VARIATION OF OF + -5 % NOTE : FOR ELECTRONIC MOTORS , THE SHOWN NOMINAL POWER IS SELECT TO A WEIGHT G.E 1340 KG FUEL TANK CAPACITY 225 L TIPE OF SERVICE S10 MANUFACTURED BY MOTORES DIESEL ANDINOS S.A MADE IN PERU ANTIGUA PANAMERICANA SUR KM 38.2 LURIN LIMA - PERU tel : 6169800 RUC : 20417926632 A ATTENTION ! Operation , Maintenance and Installation Manual before operating de generator set For your own safety , please carefully read de and Installation Manual , please contact MODASA or an authorized dealer . If you do not have the Operation , Maintenance Do not refuel while the generator is running . Fire hazard . check that the current breaker is on the OFF position before tuming the generator on Please risk of electrical shock or injuries . Do not operate this unit if it's moving there could be The operator of this unit should be properly trained .
media_file=fifield%2Fattachments%2Fb0b534743414482c9addd247d3ca241e%2F2d2a7b80-a96e-47f3-b76a-8699a0fc42ed%2F80_KVA_CONTROL_SCREEN-13_10_51.jpg | 0 | https://nnts.imgix.net/uploadedfiles/569ee93f-19d2-4d64-9584-e3e57a6d5cc9/PredictionImages/45fa1592-9c18-46fc-957b-2dcb185b496f.jpeg?expires=1711738818&or=0&s=9cf6679ee102e3b2a363744c5aa93712 | https://app.nanonets.com/#/ocr/test/569ee93f-19d2-4d64-9584-e3e57a6d5cc9/b8e80035-ed30-11ee-958f-161cfd66d21b |  | Genset Controller LIN 231 V L2N 233 y L3N 233y O AUTO I Stop Auto Start 229-5048 AUTO 224-6818 A 224-0554 2 SAFETY.CAT.COM DRX250B 271 00
media_file=fifield%2Fattachments%2Fb0b534743414482c9addd247d3ca241e%2F2d2a7b80-a96e-47f3-b76a-8699a0fc42ed%2F16_KVA_CONTROL-12_5_42.jpg | 0 | https://nnts.imgix.net/uploadedfiles/569ee93f-19d2-4d64-9584-e3e57a6d5cc9/PredictionImages/22e59256-5c1e-4183-a7d1-ca0d34e49440.jpeg?expires=1711738818&or=0&s=661b1f4d6a8779cf5e977eee316468ce | https://app.nanonets.com/#/ocr/test/569ee93f-19d2-4d64-9584-e3e57a6d5cc9/b663b165-ed30-11ee-9b0b-4e69b49d15d5 |  | FG Wilson DCP - 10 GEN- > 10.13Kh A + O AUTO
media_file=fifield%2Fattachments%2Fb0b534743414482c9addd247d3ca241e%2F1dc6620f-d95a-442f-92a2-a399a7034ed1%2FIMG20240103112400-17_39_54.jpg | 0 | https://nnts.imgix.net/uploadedfiles/569ee93f-19d2-4d64-9584-e3e57a6d5cc9/PredictionImages/4b05ec98-bd70-466a-a271-da055b778d02.jpeg?expires=1711738818&or=0&s=70459b739390b178e87df439f121b55b | https://app.nanonets.com/#/ocr/test/569ee93f-19d2-4d64-9584-e3e57a6d5cc9/b48e9ece-ed30-11ee-9a65-221e535af36b |  | DSE DEEP SEA ELECTRONICS 7120 MKII ENGINE FAULT ENGINE WARNING AUTO F1 F2 F3 EM F4 F5 SWI empest MADE IN ENGLAND Allam Marine Lid , Wyke Way 3BQ , Melton England . Hull , East York ire HU14 01482 636301 Fax :
media_file=fifield%2Fattachments%2Fb0b534743414482c9addd247d3ca241e%2F1dc6620f-d95a-442f-92a2-a399a7034ed1%2FIMG20240103111747-17_38_58.jpg | 0 | https://nnts.imgix.net/uploadedfiles/569ee93f-19d2-4d64-9584-e3e57a6d5cc9/PredictionImages/115b8344-ebcb-445a-befa-58f0aab94a26.jpeg?expires=1711738818&or=0&s=41c516a81ae97522ebb1f2ccef2cfcfc | https://app.nanonets.com/#/ocr/test/569ee93f-19d2-4d64-9584-e3e57a6d5cc9/b45f6c67-ed30-11ee-b3fa-52f8dd295e24 |  | COELMO GENERATING SET SN : 1655 Version Automatic in sound proof canopy 70 as A m Model PDT136A6 Year 2011 RPM 1500 KVA 250 PRP cose 0.8 Coll Y + N V 400 In 361 A Hz 50 Engine PERKINS 1306C - ERITAGE SN WGHF N10356V Alternator MECC ALTE ECO 38-1LN4 SN 1468804 Protection device By Automatic cut breaker AB YA Neubal scale grounded en generating set Way Generator Controller Model 710 Diagnostic Bu AUTO 431339 Tmax SACE off |  | 431339
media_file=fifield%2Fattachments%2Fb0b534743414482c9addd247d3ca241e%2F1dc6620f-d95a-442f-92a2-a399a7034ed1%2FIMG20240103111445-17_33_7.jpg | 0 | https://nnts.imgix.net/uploadedfiles/569ee93f-19d2-4d64-9584-e3e57a6d5cc9/PredictionImages/e9f670e2-b7e2-4d61-adfb-4032cc946486.jpeg?expires=1711738818&or=0&s=8953d6d564d665a8e8fdc4a14542564b | https://app.nanonets.com/#/ocr/test/569ee93f-19d2-4d64-9584-e3e57a6d5cc9/b218d696-ed30-11ee-9521-161cfd66d21b |  | AUCZAN DSE Deep Sea Electronics + F25 - ON 4 225 O AUTO Stop Auto Start
media_file=fifield%2Fattachments%2Fb0b534743414482c9addd247d3ca241e%2F1dc6620f-d95a-442f-92a2-a399a7034ed1%2FIMG20240103110733-15_34_22.jpg | 0 | https://nnts.imgix.net/uploadedfiles/569ee93f-19d2-4d64-9584-e3e57a6d5cc9/PredictionImages/346e5a6b-95d2-4b2e-a06c-0de6527daf37.jpeg?expires=1711738818&or=0&s=c6e2d15a30d187bf9251eb3cff0203c5 | https://app.nanonets.com/#/ocr/test/569ee93f-19d2-4d64-9584-e3e57a6d5cc9/b21055a3-ed30-11ee-b3ee-52f8dd295e24 |  | 431173 UNHCR Hz V OOOOOO DSE 52 500 A 400 400 200 +44 48 300 150 å®« 100 -46 200 é™ª 100 50 0 AUTO 5 ~ C - 15LA Electrovision C - 15LA 200 / 5A Electrovision SE TO1K - AS MEC MCCB ABS 203b 200A CE OFF OFF SARA RY RN NG 0024532 h Ú©Ø§ YN R 220V - 240V 50Hz CE BR BN VOLTMETER 3 AMMETER Y GG 60 80 25 50 40 B O PS 3 VOLTS BAR | 0024532 h | 431173 | 24532
media_file=fifield%2Fattachments%2Fb0b534743414482c9addd247d3ca241e%2F1dc6620f-d95a-442f-92a2-a399a7034ed1%2FIMG20240103110345-17_27_31.jpg | 0 | https://nnts.imgix.net/uploadedfiles/569ee93f-19d2-4d64-9584-e3e57a6d5cc9/PredictionImages/0f48e8e9-ba97-40d2-9507-7d4f0b415791.jpeg?expires=1711738818&or=0&s=4f912b153bca0f07cbe975260d5b1a02 | https://app.nanonets.com/#/ocr/test/569ee93f-19d2-4d64-9584-e3e57a6d5cc9/af614cff-ed30-11ee-b3da-52f8dd295e24 |  | Gem SeT . NOLL ) FG WILSON AO A WARNING SAFETY.CAT.COM 228-3541 1 AO A WARNING â˜‘ 224-0028 1 Maand AT 430830 > â†‘ â†‘ TABB SACE on Tmax POWERWIZARD DANGER 1.0 MACHINE IS THIS CONTROLLED REMOTELY START AND MAY WARNING WITHOUT |  | 430830
media_file=fifield%2Fattachments%2Fb0b534743414482c9addd247d3ca241e%2F1dc6620f-d95a-442f-92a2-a399a7034ed1%2FIMG20240103105357-15_39_5.jpg | 0 | https://nnts.imgix.net/uploadedfiles/569ee93f-19d2-4d64-9584-e3e57a6d5cc9/PredictionImages/337d70e1-4120-462b-a30b-86b568396cb5.jpeg?expires=1711738818&or=0&s=e5ace2c0dcc9eef92069e745ceac36fa | https://app.nanonets.com/#/ocr/test/569ee93f-19d2-4d64-9584-e3e57a6d5cc9/af5a2177-ed30-11ee-9ad5-4e69b49d15d5 |  | PerkinsÂ® IMPORTANT Before Starting : 1. Check lube oil level . Check coolant level in external 2. cooling system . Check battery and battery cable 3. connections . DSE Deep Sea Electronics 4. Make sure the emergency stop push button is released . Only authorized personnel is allowed to operate this panel . MEC 100A MCCB ABE 103b CE AC SOOV + ACGYBY A AC AC 480 15 / / 400V 500V 104 SAA O I PG AC AC 380V 220 / 240V 21A SAMA AUTO MET DC DC 250V 129V Stop Auto Start ATAERY PO 40 LS System 1/2
media_file=fifield%2Fattachments%2Fb0b534743414482c9addd247d3ca241e%2F1dc6620f-d95a-442f-92a2-a399a7034ed1%2F431175A-17_43_26.jpg | 0 | https://nnts.imgix.net/uploadedfiles/569ee93f-19d2-4d64-9584-e3e57a6d5cc9/PredictionImages/d7a6e884-8b06-4db2-b416-1e61d251e46a.jpeg?expires=1711738818&or=0&s=a4f083af915548004ce49bfe6a7fefd7 | https://app.nanonets.com/#/ocr/test/569ee93f-19d2-4d64-9584-e3e57a6d5cc9/af17bb8a-ed30-11ee-b3d8-52f8dd295e24 |  | 431175 UNHCR DATAKOM DKG 105 A 00 50 300 888 CE START FAIL SPEED GENSET VOLT MAINS HIGH TEMP OIL PRESS 100 Dixsea -151 150 / 5A DE 72 1500 OUN OFF AUTO MENU OFF |  | 431175
media_file=fifield%2Fattachments%2Fb0b534743414482c9addd247d3ca241e%2F1dc6620f-d95a-442f-92a2-a399a7034ed1%2F431340_E-17_10_3.jpg | 0 | https://nnts.imgix.net/uploadedfiles/569ee93f-19d2-4d64-9584-e3e57a6d5cc9/PredictionImages/0dc85b72-bc5e-464c-add1-b984e9a5c488.jpeg?expires=1711738818&or=0&s=164125f006eb93d2d4ad7bc5c5b39bd8 | https://app.nanonets.com/#/ocr/test/569ee93f-19d2-4d64-9584-e3e57a6d5cc9/aef2f374-ed30-11ee-9a31-221e535af36b |  | COELMO GENERATING SET S - 11585 RIPA FRICA Care MONEDALES DSE Deep Sea Electronics on off CARTE |  | 431340
media_file=fifield%2Fattachments%2Fb0b534743414482c9addd247d3ca241e%2F1dc6620f-d95a-442f-92a2-a399a7034ed1%2F5-15_44_51.jpg | 0 | https://nnts.imgix.net/uploadedfiles/569ee93f-19d2-4d64-9584-e3e57a6d5cc9/PredictionImages/e78c2988-387d-4e8d-9643-c553d75f5e4d.jpeg?expires=1711738818&or=0&s=99e5833abd8273c0b1749cfe7f7539cd | https://app.nanonets.com/#/ocr/test/569ee93f-19d2-4d64-9584-e3e57a6d5cc9/ae9df8b6-ed30-11ee-9a2d-221e535af36b |  | UNHCR B DATAKOM DKG 105 V 400 500 300 START FAIL SPEED 200 GENSET / VOLT MAINS HIGH TEMP 100 0 OIL PRESS C OFF AUTD MENU |  | 431174
media_file=fifield%2Fattachments%2Fb0b534743414482c9addd247d3ca241e%2F21ec21a9-3f42-460b-9880-504fb1ba381c%2F98-15_42_34.jpg | 0 | https://nnts.imgix.net/uploadedfiles/569ee93f-19d2-4d64-9584-e3e57a6d5cc9/PredictionImages/faaf7ebb-9e08-42aa-9196-f0f0bad6d23a.jpeg?expires=1711738818&or=0&s=7c524be3c2eaace42d0de4b2441ad523 | https://app.nanonets.com/#/ocr/test/569ee93f-19d2-4d64-9584-e3e57a6d5cc9/6c20cac2-ed30-11ee-b0f2-52f8dd295e24 | 1083 | Engine Run Time 992h 46m A 1083 Start ( s ) | 992h 46m |  | 992
media_file=fifield%2Fattachments%2Fb0b534743414482c9addd247d3ca241e%2F21ec21a9-3f42-460b-9880-504fb1ba381c%2F5_2-15_41_1.jpeg | 0 | https://nnts.imgix.net/uploadedfiles/569ee93f-19d2-4d64-9584-e3e57a6d5cc9/PredictionImages/4bea95a6-bdab-4e0d-9f2c-4166ce880c44.jpeg?expires=1711738818&or=0&s=a156eb4f5b956aa32a9f2dc59bb167fd | https://app.nanonets.com/#/ocr/test/569ee93f-19d2-4d64-9584-e3e57a6d5cc9/6a9be540-ed30-11ee-9834-4e69b49d15d5 | 2803 | Deep Sea Electronics Engine Run Time 3128h27m 2803 Start ( s ) . AUTO ER NE IS TROLLED START | 3128h27m |  | 3128
media_file=fifield%2Fattachments%2Fb0b534743414482c9addd247d3ca241e%2F10d43558-6f16-4ab4-9805-8ace4e6878b1%2FWhatsApp_Image_2024-01-24_at_10.38.41_5e71bd6e-15_0_1.jpg | 0 | https://nnts.imgix.net/uploadedfiles/569ee93f-19d2-4d64-9584-e3e57a6d5cc9/PredictionImages/02da2cb5-97f6-4619-a72d-7d8145b9c383.jpeg?expires=1711738818&or=0&s=710818bb3477542c314fcbea63f4fc2f | https://app.nanonets.com/#/ocr/test/569ee93f-19d2-4d64-9584-e3e57a6d5cc9/6a056392-ed30-11ee-982a-221e535af36b | 2760 | lectronics Engine Run Time 6373h 5m 2760 Start ( s ) AUTO | 6373h 5m |  | 6373
media_file=fifield%2Fattachments%2Fb0b534743414482c9addd247d3ca241e%2F10d43558-6f16-4ab4-9805-8ace4e6878b1%2FWhatsApp_Image_2024-01-24_at_10.00.40_7c09db33-15_10_47.jpg | 0 | https://nnts.imgix.net/uploadedfiles/569ee93f-19d2-4d64-9584-e3e57a6d5cc9/PredictionImages/b8136591-c9b4-4919-9509-6eeb4818a5f7.jpeg?expires=1711738818&or=0&s=02b8e43141312a8136952325280e98a0 | https://app.nanonets.com/#/ocr/test/569ee93f-19d2-4d64-9584-e3e57a6d5cc9/69883eda-ed30-11ee-982d-4e69b49d15d5 |  | ( m ) 751793 UNHCR B DSE Deep Sea Electronics 736h 12m O TAUTO Stop Auto Start | 736h12m | 751793 | 736
media_file=fifield%2Fattachments%2Fb0b534743414482c9addd247d3ca241e%2F10d43558-6f16-4ab4-9805-8ace4e6878b1%2FWhatsApp_Image_2024-01-23_at_10.25.06_f4923ea4-15_26_4.jpg | 0 | https://nnts.imgix.net/uploadedfiles/569ee93f-19d2-4d64-9584-e3e57a6d5cc9/PredictionImages/fb0fef32-4640-419e-8ed3-5810d03c5655.jpeg?expires=1711738818&or=0&s=66efe46027def1b0050c1e0e7ac52025 | https://app.nanonets.com/#/ocr/test/569ee93f-19d2-4d64-9584-e3e57a6d5cc9/6896c91e-ed30-11ee-9825-221e535af36b | 1415 | DSE Deep Sea Electronics Engine Run Time 2821h 18m 1415 Start ( s ) | 2821h 18m |  | 2821
media_file=fifield%2Fattachments%2Fb0b534743414482c9addd247d3ca241e%2F10d43558-6f16-4ab4-9805-8ace4e6878b1%2FIMG_3560-15_53_32.jpg | 0 | https://nnts.imgix.net/uploadedfiles/569ee93f-19d2-4d64-9584-e3e57a6d5cc9/PredictionImages/2b959b10-649b-4c52-a963-b56e60168996.jpeg?expires=1711738818&or=0&s=798e504e27983673f36378dbba74ba1e | https://app.nanonets.com/#/ocr/test/569ee93f-19d2-4d64-9584-e3e57a6d5cc9/67075d99-ed30-11ee-b0b0-52f8dd295e24 |  | BRHA . UNHCR . IT . 01046 TEKSAN T T T GENERATOR 885 998 . ALARMS B OIL PRESS . 1 CO LEV ç‚¹ HIGH TEMP . * BATT A- é•· L SPEED 0 CHAR FAULT FAIL è¡¨ HIGH OIL + * RECTIF TEMP . START FAIL + EMERG Hz STOP FAIL STOP ×˜×™×Ÿ LOW FUEL J1939 ECU FAIL kW E A At OVERLOAD SPARE rpm Vdc VN VOLTAGE * SERVICE REQUEST O A MENU TEST RUN AUTO STOP OP
media_file=fifield%2Fattachments%2Fb0b534743414482c9addd247d3ca241e%2F10d43558-6f16-4ab4-9805-8ace4e6878b1%2FIMG_3558-14_40_38.jpg | 0 | https://nnts.imgix.net/uploadedfiles/569ee93f-19d2-4d64-9584-e3e57a6d5cc9/PredictionImages/cd0f08ae-59bc-48de-b0f0-e0c3eab048df.jpeg?expires=1711738818&or=0&s=dac00dc18c4d63c839a1c6573e49d5a5 | https://app.nanonets.com/#/ocr/test/569ee93f-19d2-4d64-9584-e3e57a6d5cc9/65f36b44-ed30-11ee-b0ab-52f8dd295e24 |  | Generator Controller Model 720 DAQCNÂ® 00668 h ! K vt T KKK THE HOURMETER V â†“ - AUTO CONTROL MODULE EMERGENCY STOP | 00668 h |  | 668
media_file=fifield%2Fattachments%2Fb0b534743414482c9addd247d3ca241e%2F10d43558-6f16-4ab4-9805-8ace4e6878b1%2FIMG_3557-14_36_9.jpg | 0 | https://nnts.imgix.net/uploadedfiles/569ee93f-19d2-4d64-9584-e3e57a6d5cc9/PredictionImages/412ea5a7-945c-492f-b07d-a3f7212d8f45.jpeg?expires=1711738818&or=0&s=4de800fdde46556af603dc09ee9adee7 | https://app.nanonets.com/#/ocr/test/569ee93f-19d2-4d64-9584-e3e57a6d5cc9/6586efd4-ed30-11ee-b0aa-52f8dd295e24 |  | DSE Deep Sea Electronics 3484h 18m O AUTO I Stop Auto Start | 3484h18m |  | 3484
media_file=fifield%2Fattachments%2Fb0b534743414482c9addd247d3ca241e%2F10d43558-6f16-4ab4-9805-8ace4e6878b1%2FIMG_3553-14_28_40.jpg | 0 | https://nnts.imgix.net/uploadedfiles/569ee93f-19d2-4d64-9584-e3e57a6d5cc9/PredictionImages/c5d73c15-3f1e-4b5c-a572-1c7a15600afb.jpeg?expires=1711738818&or=0&s=a31a1941a5ae8a070af72e1b13748880 | https://app.nanonets.com/#/ocr/test/569ee93f-19d2-4d64-9584-e3e57a6d5cc9/64eadf94-ed30-11ee-b0a7-52f8dd295e24 | 2117 | ep Sea Electronics Engine Run Time 4093h 37m 2117 Start ( s ) dm AUTO | 4093h 37m |  | 4093
media_file=fifield%2Fattachments%2Fb0b534743414482c9addd247d3ca241e%2F10d43558-6f16-4ab4-9805-8ace4e6878b1%2FIMG_3546-15_42_41.jpg | 0 | https://nnts.imgix.net/uploadedfiles/569ee93f-19d2-4d64-9584-e3e57a6d5cc9/PredictionImages/8f515e8a-5190-4213-89b6-408d70ed265a.jpeg?expires=1711738818&or=0&s=4ffabaf7df1957fa08c7d8b3cacf57ba | https://app.nanonets.com/#/ocr/test/569ee93f-19d2-4d64-9584-e3e57a6d5cc9/640eef12-ed30-11ee-9812-4e69b49d15d5 |  | Generator Controller Model 710 ¦¦¦¦ 02 4674 ! K + m AUTO | 467.4 |  | 467.4
media_file=fifield%2Fattachments%2Fb0b534743414482c9addd247d3ca241e%2F10d43558-6f16-4ab4-9805-8ace4e6878b1%2FIMG_3521-16_6_58.jpg | 0 | https://nnts.imgix.net/uploadedfiles/569ee93f-19d2-4d64-9584-e3e57a6d5cc9/PredictionImages/3e9c037b-61f2-4b26-8a03-7448fcd8b392.jpeg?expires=1711738818&or=0&s=cd7fde79f451bf0e07cb51c120ffcec6 | https://app.nanonets.com/#/ocr/test/569ee93f-19d2-4d64-9584-e3e57a6d5cc9/617ea638-ed30-11ee-97fe-221e535af36b | 5179 | OSE Deep Sea Electronics Engine Run Time 7594h 5m 5179 Start ( s ) O AUTO in U.K | 7594h 5m |  | 7594
media_file=fifield%2Fattachments%2Fb0b534743414482c9addd247d3ca241e%2F10d43558-6f16-4ab4-9805-8ace4e6878b1%2FIMG_3520-15_45_58.jpg | 0 | https://nnts.imgix.net/uploadedfiles/569ee93f-19d2-4d64-9584-e3e57a6d5cc9/PredictionImages/0dbe8417-189f-4a99-8a35-14ca2c722a5d.jpeg?expires=1711738818&or=0&s=3026a1bd0218a31851e9a335bf5da32e | https://app.nanonets.com/#/ocr/test/569ee93f-19d2-4d64-9584-e3e57a6d5cc9/60c4b4bb-ed30-11ee-97e5-4aca75adb6cb | 991 | E Deep Sea Electronics Engine Run Time 579h 22m 991 Start ( s ) LAUTO + | 579h 22m |  | 579
media_file=fifield%2Fattachments%2Fb0b534743414482c9addd247d3ca241e%2F10d43558-6f16-4ab4-9805-8ace4e6878b1%2FIMG_3519-15_50_42.jpg | 0 | https://nnts.imgix.net/uploadedfiles/569ee93f-19d2-4d64-9584-e3e57a6d5cc9/PredictionImages/40977c20-785c-4d4b-8bf9-d136a06811f8.jpeg?expires=1711738818&or=0&s=10498f5a11bdf47c5699b5fdee98e2c9 | https://app.nanonets.com/#/ocr/test/569ee93f-19d2-4d64-9584-e3e57a6d5cc9/5d87585e-ed30-11ee-97d0-4e69b49d15d5 | 2591 | SE Deep Sea Electronics Engine Run Time Shah lÃ m 2591 start ( s ) AUTO I .K . | 5680h18m |  | 5680
media_file=fifield%2Fattachments%2Fb0b534743414482c9addd247d3ca241e%2F10d43558-6f16-4ab4-9805-8ace4e6878b1%2FIMG_3492-16_3_24.jpg | 0 | https://nnts.imgix.net/uploadedfiles/569ee93f-19d2-4d64-9584-e3e57a6d5cc9/PredictionImages/bc01eed4-dcc3-485b-8307-43d47efcb1fb.jpeg?expires=1711738818&or=0&s=1a0171ab4d0ba513f3c2108432f38409 | https://app.nanonets.com/#/ocr/test/569ee93f-19d2-4d64-9584-e3e57a6d5cc9/5d16a088-ed30-11ee-97ce-4e69b49d15d5 |  | DSE Deep Sea Electronics 1733 E A 18 . O AUTO in U.K. + | 1733h10m |  | 1733
media_file=fifield%2Fattachments%2Fb0b534743414482c9addd247d3ca241e%2F10d43558-6f16-4ab4-9805-8ace4e6878b1%2Ff6ce1399-9ecd-4551-9d4f-4f9726ced05f-14_50_18.JPG | 0 | https://nnts.imgix.net/uploadedfiles/569ee93f-19d2-4d64-9584-e3e57a6d5cc9/PredictionImages/33e1471d-0f4d-45c8-b3b9-66342507df79.jpeg?expires=1711738818&or=0&s=c8daf36349dae6b66ae9a10b7fd9ca83 | https://app.nanonets.com/#/ocr/test/569ee93f-19d2-4d64-9584-e3e57a6d5cc9/5aaf8b5f-ed30-11ee-9239-161cfd66d21b |  | DSE Deep Sea Electronics 5122n 30 % | 5122h30m |  | 5122
media_file=fifield%2Fattachments%2Fb0b534743414482c9addd247d3ca241e%2F10d43558-6f16-4ab4-9805-8ace4e6878b1%2Fedfa5a02-6aff-4965-aae8-97c84b5671eb-15_32_55.JPG | 0 | https://nnts.imgix.net/uploadedfiles/569ee93f-19d2-4d64-9584-e3e57a6d5cc9/PredictionImages/60d35ead-05fb-4575-bb0c-1cde422e9926.jpeg?expires=1711738818&or=0&s=287fb20ebc2011a1e621c648b3e2b8bf | https://app.nanonets.com/#/ocr/test/569ee93f-19d2-4d64-9584-e3e57a6d5cc9/5a4426b9-ed30-11ee-9232-161cfd66d21b |  | EP SEA ELECTRON 2718h 6T LAUTO | 2718h 6m |  | 2718
media_file=fifield%2Fattachments%2Fb0b534743414482c9addd247d3ca241e%2F10d43558-6f16-4ab4-9805-8ace4e6878b1%2F672d5557-e49a-48b8-b915-62cdbdaffea9-15_16_26.JPG | 0 | https://nnts.imgix.net/uploadedfiles/569ee93f-19d2-4d64-9584-e3e57a6d5cc9/PredictionImages/972585d0-de74-4b83-90ec-5dbfd365f69f.jpeg?expires=1711738818&or=0&s=121d4959f588fcd793dd3fc0656c3dcc | https://app.nanonets.com/#/ocr/test/569ee93f-19d2-4d64-9584-e3e57a6d5cc9/573a468a-ed30-11ee-9766-221e535af36b |  | DSE Deep Sea Electronics 5392h 14m AUTO | 5392h14m |  | 5392
media_file=fifield%2Fattachments%2Fb0b534743414482c9addd247d3ca241e%2F10d9c8ff-3e64-422a-98ac-146098a3579f%2F20240228_164317-17_7_10.jpg | 0 | https://nnts.imgix.net/uploadedfiles/569ee93f-19d2-4d64-9584-e3e57a6d5cc9/PredictionImages/41d752ea-1153-4dbe-887c-d3a0abfbcb40.jpeg?expires=1711738818&or=0&s=cf632848674e6c0f1293d3585e623a44 | https://app.nanonets.com/#/ocr/test/569ee93f-19d2-4d64-9584-e3e57a6d5cc9/5635afd6-ed30-11ee-91f9-161cfd66d21b |  | AWARNING DO NOT START THIS MACHINE UNDER LOAD DSE Deep Sea Electronics IMPORTANT CHECK DAILY 1.Radiator water level . 1 . 2.Reserve tank water level . ( Important ) A 50/50 Anti- freeze / water mixture is recommended 3 . 3.Engine oil level . HIGH 2 ( LOW ) O CAUTION To avoid damage OIL LEVEL GAUGE , it is Important to keep the oil level within the L O mark and H mark before AUTO starting the engine . AGG015 Made in U.K. t Power Switch Alarm Indication EMERGENCY B ABB SACE Tmax on O off 4143 A WARNING DO NOT MANIPULATE THE GENSET WITH THE SWITCH ON Danger High voltage A00212 Operating Instructions Before starting 1 Read Operator Manual 2. Check level unit 3.Check ground und 4. Check all fluid levels Check engine cooling fan and rep degree of ghes Check all pipes to ensure no leakage 7. Check battery pole bo ensure no SAFETY INSTRUCTIONS A WARNING Manual starting for key start panel 1.Disconnect all estemal kas ENGINE EXHAUST 2.Tum 3ect on the pow peration this ch the Pre heat the machine Hood Country ba Turn Emergency Stop button to ON posbon WARNING 6 burn the key to ON position This Automatic start and emote start ELECTION SPROCK HAZARD Lied Operator a Manuel Shopping AWARNING WARNING LDconnect ell esterat Asads 2 hum the key to or potion Av automatic act e remote start machine press the STOP button ELECTRIC SHOCK AT COOLING FINS 3 Nel tank ENE
media_file=fifield%2Fattachments%2Fb0b534743414482c9addd247d3ca241e%2F10d9c8ff-3e64-422a-98ac-146098a3579f%2F20240228_164212-17_9_37.jpg | 0 | https://nnts.imgix.net/uploadedfiles/569ee93f-19d2-4d64-9584-e3e57a6d5cc9/PredictionImages/39fa6828-5fb7-477c-b7a9-9ff939801811.jpeg?expires=1711738818&or=0&s=cbb2cf5c887087462e5271e234304920 | https://app.nanonets.com/#/ocr/test/569ee93f-19d2-4d64-9584-e3e57a6d5cc9/554ff0a9-ed30-11ee-91e3-161cfd66d21b |  | QA AWARNING DSE Please remove 0.0 Hz Red bracket before running the gen - set O AUTO I ABB Formula Made in U.K. DANGER THIS MACHINE CONTROLLED IS REMOTELY AND MA WARN START G WITHOUT L 16 SERVICIO 25/4/2023 NEXT SERVICE 7-954 SIRUVE AT - 3225 1204 Has Å¿eat Å¿ellere tes . 2 200KVA
media_file=fifield%2Fattachments%2Fb0b534743414482c9addd247d3ca241e%2F10d9c8ff-3e64-422a-98ac-146098a3579f%2F20231113_113542-16_7_54.jpg | 0 | https://nnts.imgix.net/uploadedfiles/569ee93f-19d2-4d64-9584-e3e57a6d5cc9/PredictionImages/c4c1dade-2d9c-411b-b6e7-886266dbfdaa.jpeg?expires=1711738818&or=0&s=95b511c95a6001eef4ec6f4af48d9899 | https://app.nanonets.com/#/ocr/test/569ee93f-19d2-4d64-9584-e3e57a6d5cc9/54fabefc-ed30-11ee-b019-52f8dd295e24 | 1443 | UNHCR The Uk Agy GENERATOR SERVICES OPE GENERATOR SERVICES SCHEDULE 1st 2nd Date Service Next Service Name of Services Services service of tours Technician 1. Stop or warm Engine 2. Drai oil and refil 3. Teplace filter 4. Replace fuel filter Check raditor , Top up with anti - corrosion 5. Replace or blow air cleane 7. Check and tighten any loo L component 8. Grease battery terminals a'd check electrolyte 9. Start engine and analys performance 10. Check al gauges 11. Check voltage and cur ent 12. Stop and check ol anc fuel leaks 13. Clean the gene alor DSE Deep Sea Electronics Engine Run Time ABB C32 2037 1702h 5m 1443 Start ( s ) AUTO Made in U.K. A A WARNING QA DANGER THIS MACHINE REMOTELY CONTROLLED IS AND MAY START WITHOUT WARNING DATE 1533 19/06 200 20KVA UNHCR Checked Changed Engine Oll âœ“ Oll Fitter Air Cleaner Element Gear Box OI Fuel Filter Spark Plug % Brake Fluid Radianor Water Level puburyo Greasing 1 Power Steering Fluid x Battery Water Levell Transmission Cill HOZZ 0 GATAGESTATION NAME NEXT SERVICE 1783 MECHANIC MALED ROMBOR SERVICE CARD 9149 copic | 1702h 5m |  | 1702
media_file=fifield%2Fattachments%2Fb0b534743414482c9addd247d3ca241e%2F10d9c8ff-3e64-422a-98ac-146098a3579f%2F20221108_103331-17_52_19.jpg | 0 | https://nnts.imgix.net/uploadedfiles/569ee93f-19d2-4d64-9584-e3e57a6d5cc9/PredictionImages/5a3cff8e-7bcc-4c5a-8b2a-9579c3799024.jpeg?expires=1711738818&or=0&s=59ee074685d1b2a15acc9e7202384cb0 | https://app.nanonets.com/#/ocr/test/569ee93f-19d2-4d64-9584-e3e57a6d5cc9/547756d1-ed30-11ee-b012-52f8dd295e24 |  | WARNING A Available DSE Generator 1 A 239 Y L - N 50.7 Hz 414 Y L - L 0.74 Ld 1 kW O AUTO Made in U.K. DANGER MACHINE IS THIS CONTROLLED REMOTELY MAY START AND WARNING WITHOUT NEKAR TA DATE 22/09 2002 AIRD Bokia - hiof - fame RELIEF DEVELOPMEN UNHCR & GENERATOR SERVICES SCOPE GENERATOR SERVICES SCHEDULE Services Services 2nd 402 9 Service Next Service Name Service hours Technician 1. Stop or warm Engine 2. Drain oll and refill 3. Replace Oil filter 4. Replace fuel filter S. Check raditor , Top up with anti - corrosion 6. Replace or blow air cleaner 7. Check and tighten any loase component 25 8. Grease battery terminals and check electrolyte 9. Start engine and analyse performance Mileage 10. Check all gauges 3047 11. Check voltage and current ABB 12. Stop and check oll and fuel leaks 13. Clean the generator UNHCR James * LAGE Changed FOREMAN & 2314l2033 DATE 30kw
media_file=fifield%2Fattachments%2Fb0b534743414482c9addd247d3ca241e%2F8ec47abf-0428-42e9-882a-e3dcfcda856a%2FIMG-20240102-WA0117-16_10_34.jpg | 0 | https://nnts.imgix.net/uploadedfiles/569ee93f-19d2-4d64-9584-e3e57a6d5cc9/PredictionImages/9110b358-2266-4e27-a31a-6b0eaec2bfde.jpeg?expires=1711738818&or=0&s=eb6d0640d70ab0d51766a1d5932ec8e8 | https://app.nanonets.com/#/ocr/test/569ee93f-19d2-4d64-9584-e3e57a6d5cc9/53a79559-ed30-11ee-b010-52f8dd295e24 |  | 1 kPa 16 Â° C 12.6 V 0 rpm 347.8 hrs STOPPED AC ENGINE MAIN MENU .1 | 347.8 |  | 347.8
media_file=fifield%2Fattachments%2Fb0b534743414482c9addd247d3ca241e%2F8ec47abf-0428-42e9-882a-e3dcfcda856a%2FIMG-20240102-WA0046-14_39_23.jpg | 0 | https://nnts.imgix.net/uploadedfiles/569ee93f-19d2-4d64-9584-e3e57a6d5cc9/PredictionImages/0e9640e3-bba6-4ae9-aeab-7cf4073820b3.jpeg?expires=1711738818&or=0&s=ddf3a89dc4240c130f3c41b22f47a0f8 | https://app.nanonets.com/#/ocr/test/569ee93f-19d2-4d64-9584-e3e57a6d5cc9/536150ee-ed30-11ee-9777-4aca75adb6cb |  | CA à¦¬à¦¨à§à¦§ ACK RESET EVENT LOG 0 kPa 40 Â° C 13.1 0 rpm 915.0 hrs STOPPED RUN AUTO STOP AC ENGINE MAIN MENU OK | 915 |  | 915
media_file=fifield%2Fattachments%2Fb0b534743414482c9addd247d3ca241e%2F8ec47abf-0428-42e9-882a-e3dcfcda856a%2FIMG-20240102-WA0035-13_50_3.jpg | 0 | https://nnts.imgix.net/uploadedfiles/569ee93f-19d2-4d64-9584-e3e57a6d5cc9/PredictionImages/680c0107-c9f5-4636-826b-c732e6d68297.jpeg?expires=1711738818&or=0&s=e6eef4d91f14babb8916cec5a979aa44 | https://app.nanonets.com/#/ocr/test/569ee93f-19d2-4d64-9584-e3e57a6d5cc9/51e1d565-ed30-11ee-9765-4aca75adb6cb |  | 410 kPa 74 Â° C 14.3 V 1502 rpm 1102.3 hrs RUNNING AC ENGINE MAIN MENU | 1102.3 |  | 1102.3
media_file=fifield%2Fattachments%2Fb0b534743414482c9addd247d3ca241e%2F8ec47abf-0428-42e9-882a-e3dcfcda856a%2FIMG-20240102-WA0023-13_21_3.jpg | 0 | https://nnts.imgix.net/uploadedfiles/569ee93f-19d2-4d64-9584-e3e57a6d5cc9/PredictionImages/552ff9ee-3a66-4ad0-877b-63e8a6af8fdc.jpeg?expires=1711738818&or=0&s=6ff0992da9242a57e9448af2685423f4 | https://app.nanonets.com/#/ocr/test/569ee93f-19d2-4d64-9584-e3e57a6d5cc9/4fbd46da-ed30-11ee-afe1-52f8dd295e24 |  | CA ACK RESET EVENT LOG 0 kPa 70 Â° C 13.77 0 rpm 1300.3 hrs STOPPED RUN AUTO STOP N AC ENGINE MAIN MENU OK EMCP 4.1 | 1300.3h |  | 1300.3
media_file=fifield%2Fattachments%2Fb0b534743414482c9addd247d3ca241e%2F8ec47abf-0428-42e9-882a-e3dcfcda856a%2FIMG-20240102-WA0022-12_42_9.jpg | 0 | https://nnts.imgix.net/uploadedfiles/569ee93f-19d2-4d64-9584-e3e57a6d5cc9/PredictionImages/29ae8945-0af2-4293-9554-d5d0aa6f0a6a.jpeg?expires=1711738818&or=0&s=1dbd18130ba9f7b25a4bde9331bf4bae | https://app.nanonets.com/#/ocr/test/569ee93f-19d2-4d64-9584-e3e57a6d5cc9/4f374d2f-ed30-11ee-9140-161cfd66d21b |  | AC 600 kPa 46 Â° C 13.7 V 0 rpm 3563.6 hrs STOPPING RUN as MAIN MENU | 3563.6 |  | 3563.6
media_file=fifield%2Fattachments%2Fb0b534743414482c9addd247d3ca241e%2F8ec47abf-0428-42e9-882a-e3dcfcda856a%2FIMG-20240102-WA0002-12_22_2.jpg | 0 | https://nnts.imgix.net/uploadedfiles/569ee93f-19d2-4d64-9584-e3e57a6d5cc9/PredictionImages/90b94383-bd02-47ce-9f6d-d4339fc7446b.jpeg?expires=1711738818&or=0&s=59c548f96926248f0d5b6ad24154ca02 | https://app.nanonets.com/#/ocr/test/569ee93f-19d2-4d64-9584-e3e57a6d5cc9/4e254606-ed30-11ee-9135-161cfd66d21b |  | CAT CA ACK RESET EVENT LOG 0kPa 45 Â° C 13.8 N 0 rpm 2373.4 hrs STOPPED RUN AUTO STOP AC ENGINE MAIN MENU OK EMCP 4.1 A A ÛÛ’ Ú©Ø±Ù†Ø§ Ø¨Ù†Ø¯ Ú©Ùˆ Ø¨Ø±ÛŒÚ©Ø± AL Î” | 2373.4 |  | 2373.4
media_file=fifield%2Fattachments%2Fb0b534743414482c9addd247d3ca241e%2F8cdae00b-999c-404f-a266-7dc5329a655f%2FIMG-20231220-WA0018-12_11_6.jpg | 0 | https://nnts.imgix.net/uploadedfiles/569ee93f-19d2-4d64-9584-e3e57a6d5cc9/PredictionImages/0b7c243c-c6a9-42ad-a5be-324957e5a116.jpeg?expires=1711738818&or=0&s=830eea465268c93669063cf6cff9bba2 | https://app.nanonets.com/#/ocr/test/569ee93f-19d2-4d64-9584-e3e57a6d5cc9/4c87c15b-ed30-11ee-969a-221e535af36b |  | DEIP Gen - Set Controller GG - 1F AMF M L1 - L2 Load IIII Transfer 389V Alarm Power M L2 - L3 390V Low water level M L3 - L1 393V Low Oil Pressure MT L1 49.8Hz ESC Remote Start AUT TEST MAN |  | 417391
media_file=fifield%2Fattachments%2Fb0b534743414482c9addd247d3ca241e%2F8bd4bbe4-006a-4ed0-a9ae-df343416b625%2FIMG20240115095526-10_10_39.jpg | 0 | https://nnts.imgix.net/uploadedfiles/569ee93f-19d2-4d64-9584-e3e57a6d5cc9/PredictionImages/e14a3a43-c447-4485-aa86-0dc86417aba8.jpeg?expires=1711738818&or=0&s=74debd2572e228f1db80177f6d7dd120 | https://app.nanonets.com/#/ocr/test/569ee93f-19d2-4d64-9584-e3e57a6d5cc9/4aedce3b-ed30-11ee-9677-221e535af36b |  | DSE Deep Sea Electronics ALIN 232V L2N 233v A L3N 232y å£« O AUTO Made in U.K. +
media_file=fifield%2Fattachments%2Fb0b534743414482c9addd247d3ca241e%2F7cb473bd-6311-4662-8fb7-0d8267bd9d8b%2FWhatsApp_Image_2023-12-19_at_15.47.00-15_49_37.jpeg | 0 | https://nnts.imgix.net/uploadedfiles/569ee93f-19d2-4d64-9584-e3e57a6d5cc9/PredictionImages/ae593576-d80a-446e-a214-cf1911cb897f.jpeg?expires=1711738818&or=0&s=e9322808cf5b6b617a6bfc0029668b33 | https://app.nanonets.com/#/ocr/test/569ee93f-19d2-4d64-9584-e3e57a6d5cc9/4a101af5-ed30-11ee-9103-161cfd66d21b |  | APM OB 8815 kWh CE 3780.9 h OLB 2835 ALARMI RUN Hz STOP AUTO START | 3700.9 |  | 3700.9
media_file=fifield%2Fattachments%2Fb0b534743414482c9addd247d3ca241e%2F6cbb2f57-17b1-4c7a-9788-758c834fd5b4%2FWhatsApp_Image_2023-12-29_at_18.09.43_fb080a83-12_7_30.jpg | 0 | https://nnts.imgix.net/uploadedfiles/569ee93f-19d2-4d64-9584-e3e57a6d5cc9/PredictionImages/45c1834f-6cb2-46dd-9f9d-24bfd1fc24aa.jpeg?expires=1711738818&or=0&s=4e7f3dd61ed7b4898160216f2ca26118 | https://app.nanonets.com/#/ocr/test/569ee93f-19d2-4d64-9584-e3e57a6d5cc9/49de47b9-ed30-11ee-96a8-4aca75adb6cb |  | DSE Deep Sea Electronics 1697 3m ( 0 14444 Galaxy A73 5G 00 O | 1697h3m |  | 1697
media_file=fifield%2Fattachments%2Fb0b534743414482c9addd247d3ca241e%2F6cbb2f57-17b1-4c7a-9788-758c834fd5b4%2FWhatsApp_Image_2023-12-19_at_12.54.45_fb543d12-12_5_31.jpg | 0 | https://nnts.imgix.net/uploadedfiles/569ee93f-19d2-4d64-9584-e3e57a6d5cc9/PredictionImages/dd91f80a-7df2-4a7c-b8f4-a0cff6abdd55.jpeg?expires=1711738818&or=0&s=ad7f2d66fa46ce6117570e210811db4b | https://app.nanonets.com/#/ocr/test/569ee93f-19d2-4d64-9584-e3e57a6d5cc9/47baf314-ed30-11ee-90e2-161cfd66d21b |  | 1 Aydan uzun aore jeneratoron kullanilmaycagi durumlarda jeneratorler kullanma kilavuzunda belirtildigi sekilde depolanmalidir . 1 Aydan uzun sureli jeneratoro kullanmadiginiz zaman jenerator calistirilirken kullanma kilavuzundaki onlemler alinmalidir . When the genset will not be used for over a month , it must be stored according to recommendations which are given in manual Anytime your genset is not used for over a month , during first start please comply recommendations that are given in manual ETK - 311 DSE Deep Sea Electronics 759h 15 1 AUTO Made in U.K. 800940 UNHCR GENERATING CITY ELECTRICITY aksa POWER GENERATION | 759h15m | 800940 | 759
media_file=fifield%2Fattachments%2Fb0b534743414482c9addd247d3ca241e%2F6cbb2f57-17b1-4c7a-9788-758c834fd5b4%2F6358651-11_59_16.JPG | 0 | https://nnts.imgix.net/uploadedfiles/569ee93f-19d2-4d64-9584-e3e57a6d5cc9/PredictionImages/91aa7143-211a-4e5d-b51a-20ac148d011e.jpeg?expires=1711738818&or=0&s=2682ec3eaf6bdb5ba1c3c718467cbc53 | https://app.nanonets.com/#/ocr/test/569ee93f-19d2-4d64-9584-e3e57a6d5cc9/4659513f-ed30-11ee-90c5-161cfd66d21b | 764 | Engine Run Time DSE 1542h 54m 764 Start ( s ) | 1542h 54m |  | 1542
media_file=fifield%2Fattachments%2Fb0b534743414482c9addd247d3ca241e%2F6cbb2f57-17b1-4c7a-9788-758c834fd5b4%2F801120-12_18_42.jpg | 0 | https://nnts.imgix.net/uploadedfiles/569ee93f-19d2-4d64-9584-e3e57a6d5cc9/PredictionImages/d49c52a9-b197-4891-88e0-9192bcba2b84.jpeg?expires=1711738818&or=0&s=d9b6ba979418854776673f48f35d82a9 | https://app.nanonets.com/#/ocr/test/569ee93f-19d2-4d64-9584-e3e57a6d5cc9/45f7cee4-ed30-11ee-90c3-161cfd66d21b |  | DSE Deep Sea Electronics 757h 58m AUTO Made in U.K. I 801120 UNHCR B PARA GENERATING CITY ELECTRICITY POWE IWER | 757h 58m | 801120 | 757
media_file=fifield%2Fattachments%2Fb0b534743414482c9addd247d3ca241e%2F6cbb2f57-17b1-4c7a-9788-758c834fd5b4%2F801118-12_16_26.jpg | 0 | https://nnts.imgix.net/uploadedfiles/569ee93f-19d2-4d64-9584-e3e57a6d5cc9/PredictionImages/58166ec1-86a0-43fc-9886-812b6ca2ad96.jpeg?expires=1711738818&or=0&s=2367b9d678e32abcbef51786333493e3 | https://app.nanonets.com/#/ocr/test/569ee93f-19d2-4d64-9584-e3e57a6d5cc9/440f3466-ed30-11ee-965c-4aca75adb6cb |  | DSE Deep Sea Electronics 1466t 13m 10+ AUTO . Made in U.K. 801118 UNHCR B ELECTRICITY POW GENERATING CITY | 1466h13m | 801118 | 1466
media_file=fifield%2Fattachments%2Fb0b534743414482c9addd247d3ca241e%2F6cbb2f57-17b1-4c7a-9788-758c834fd5b4%2F708791-12_9_38.jpg | 0 | https://nnts.imgix.net/uploadedfiles/569ee93f-19d2-4d64-9584-e3e57a6d5cc9/PredictionImages/47205117-5034-4a43-8b81-756883240d00.jpeg?expires=1711738818&or=0&s=b689e9752782ad32fa898e234a8ef44b | https://app.nanonets.com/#/ocr/test/569ee93f-19d2-4d64-9584-e3e57a6d5cc9/43a40d23-ed30-11ee-9648-4aca75adb6cb | 38 | Engine Run Time DSE 22h 57m 38 Start ( s ) Switch O E AUTO Made in U.K. Peak CEP Diesel Generator Set ( ISO 8528 ) 708791 Model WPS80S SN 18D2003 KVA kW Prime power 80 64 Standby power 88 70 Voltage : 240 / 415V Current : 111A Frequency : 50Hz Phase : 3P RPM : 1500r / min Power Factor : 0.8 ( lag ) Weight : 1464kg Date : 2018.12 Peak International Trade ( Tianjin ) Co. , Ltd www.peakglobe.com SmartGen Source 1 Source 2 T - V 0971 - V #O á‹ DO- | 22h 57m | 708791 | 22
media_file=fifield%2Fattachments%2Fb0b534743414482c9addd247d3ca241e%2F6cbb2f57-17b1-4c7a-9788-758c834fd5b4%2F80119-12_17_39.jpg | 0 | https://nnts.imgix.net/uploadedfiles/569ee93f-19d2-4d64-9584-e3e57a6d5cc9/PredictionImages/d59d86e9-0c43-4788-a8ba-5fc21d657182.jpeg?expires=1711738818&or=0&s=5477e46d7bdb45fe74952f97da81fb75 | https://app.nanonets.com/#/ocr/test/569ee93f-19d2-4d64-9584-e3e57a6d5cc9/42f17cb0-ed30-11ee-9601-221e535af36b |  | 792h A 33. O AUTO Made in U.K. ) W ( 801119 UNHCR B ATING CITY | 792h33m | 801119 | 792
media_file=fifield%2Fattachments%2Fb0b534743414482c9addd247d3ca241e%2F6cbb2f57-17b1-4c7a-9788-758c834fd5b4%2F80117-12_15_18.jpg | 0 | https://nnts.imgix.net/uploadedfiles/569ee93f-19d2-4d64-9584-e3e57a6d5cc9/PredictionImages/ea9d8ca0-1e14-48b8-90dc-01cbe0b8bda8.jpeg?expires=1711738818&or=0&s=7e8b73ec78e8e43761f9ef685891bb03 | https://app.nanonets.com/#/ocr/test/569ee93f-19d2-4d64-9584-e3e57a6d5cc9/42b2cc7b-ed30-11ee-95ff-221e535af36b |  | DSE Deep Sea Electronics 920 h 14M ( 0 ) 1 O AUTO Made in U.K. + 801117 UNHCR GENERATING CITTERCORNICITY POW | 920h14m | 801117 | 920
media_file=fifield%2Fattachments%2Fb0b534743414482c9addd247d3ca241e%2F6cbb2f57-17b1-4c7a-9788-758c834fd5b4%2F6402D11-11_55_29.JPG | 0 | https://nnts.imgix.net/uploadedfiles/569ee93f-19d2-4d64-9584-e3e57a6d5cc9/PredictionImages/9c449508-56dc-40da-affb-50399d35d78d.jpeg?expires=1711738818&or=0&s=ea58ac40b69b54c974bb959bff655a02 | https://app.nanonets.com/#/ocr/test/569ee93f-19d2-4d64-9584-e3e57a6d5cc9/40bab352-ed30-11ee-95f0-221e535af36b | 328 | Engine Run Time D 219h 5m 328 Start ( s ) | 219h 5m |  | 219
media_file=fifield%2Fattachments%2Fb0b534743414482c9addd247d3ca241e%2F6cbb2f57-17b1-4c7a-9788-758c834fd5b4%2F649DE71-11_57_7.JPG | 0 | https://nnts.imgix.net/uploadedfiles/569ee93f-19d2-4d64-9584-e3e57a6d5cc9/PredictionImages/ab845898-60e2-4ba9-86b3-ba32bfe463da.jpeg?expires=1711738818&or=0&s=a1e0edca206c1275d9d8e5085214b7dc | https://app.nanonets.com/#/ocr/test/569ee93f-19d2-4d64-9584-e3e57a6d5cc9/401d9076-ed30-11ee-af3b-52f8dd295e24 |  | OFF OIL LAMP ALERT AC SW ON STARTER SW START OFF DC 12V 83A AC 230V 230 50Hz aksa JENERATÃ–R |  | 732754
media_file=fifield%2Fattachments%2Fb0b534743414482c9addd247d3ca241e%2F5f446351-76cc-4607-8ce9-74969e732c2b%2F20231214_142854-16_8_8.jpg | 0 | https://nnts.imgix.net/uploadedfiles/569ee93f-19d2-4d64-9584-e3e57a6d5cc9/PredictionImages/3027ae0b-d05d-4df2-9f7c-c13d8367fad5.jpeg?expires=1711738818&or=0&s=2660ca15a43faa5726dde115ce555ce9 | https://app.nanonets.com/#/ocr/test/569ee93f-19d2-4d64-9584-e3e57a6d5cc9/3dbd4267-ed30-11ee-af2c-52f8dd295e24 |  | STARTER SW . OIL ALERT VOLTMETER BREAKER OFF ON LAMP ON Gen DZ47-63 TENCO SHOWTRAD VAU C25 START 49971 06/04 to -22518 OFF AC 220V DC 12V 8.3A ON OFF â‘ 50 Hz STOP RUN ISO9001 CE A CAUTION OIL NO OIL IN UNIT Put oil before starting DANGER 212 in Don't the room operate
media_file=fifield%2Fattachments%2Fb0b534743414482c9addd247d3ca241e%2F5f446351-76cc-4607-8ce9-74969e732c2b%2F20231214_142854-16_7_48.jpg | 0 | https://nnts.imgix.net/uploadedfiles/569ee93f-19d2-4d64-9584-e3e57a6d5cc9/PredictionImages/bb993da2-361a-4a50-b7c6-b6eddb8faa2b.jpeg?expires=1711738818&or=0&s=94d08b966ae3e68bf0ea90d4788cb276 | https://app.nanonets.com/#/ocr/test/569ee93f-19d2-4d64-9584-e3e57a6d5cc9/3db5bf5e-ed30-11ee-9670-4e69b49d15d5 |  | STARTER SW . OIL ALERT VOLTMETER BREAKER OFF ON LAMP ON Gen DZ47-63 TENCO SHOWTRAD VAU C25 START 49971 06/04 to -22518 OFF AC 220V DC 12V 8.3A ON OFF â‘ 50 Hz STOP RUN ISO9001 CE A CAUTION OIL NO OIL IN UNIT Put oil before starting DANGER 212 in Don't the room operate
media_file=fifield%2Fattachments%2Fb0b534743414482c9addd247d3ca241e%2F3b4b46b8-fbfd-47a0-84d7-80ef3b51b484%2F17053400910767296524290883744820-18_35_26.jpg | 0 | https://nnts.imgix.net/uploadedfiles/569ee93f-19d2-4d64-9584-e3e57a6d5cc9/PredictionImages/82760b6d-e743-4c72-814f-b05b3b85fe46.jpeg?expires=1711738818&or=0&s=b8e4360a3c335958711c1da5798e6d6f | https://app.nanonets.com/#/ocr/test/569ee93f-19d2-4d64-9584-e3e57a6d5cc9/3db3a591-ed30-11ee-9621-4aca75adb6cb |  | Deep Sea Electronics DSE h 45 O AUTO I Stop Auto Start 229-5048 SAFETY.CAY.COM 224-0644 2 AUTO | 0h45m |  | 0
media_file=fifield%2Fattachments%2Fb0b534743414482c9addd247d3ca241e%2F6cbb2f57-17b1-4c7a-9788-758c834fd5b4%2F89c9a013-4f21-478e-8f15-8e4fa9f90bba-12_11_53.jpg | 0 | https://nnts.imgix.net/uploadedfiles/569ee93f-19d2-4d64-9584-e3e57a6d5cc9/PredictionImages/a4fbb600-8962-4def-a8dc-340c594a3db3.jpeg?expires=1711738818&or=0&s=4869d7cd1a013723a5f060dcf06d18c9 | https://app.nanonets.com/#/ocr/test/569ee93f-19d2-4d64-9584-e3e57a6d5cc9/3d6ab366-ed30-11ee-966b-4e69b49d15d5 | 568 | DSE DEEP SEA ELECTRONICS Engine Run Time 755h 37m 568 Start ( s ) | 755h 37m |  | 755
media_file=fifield%2Fattachments%2Fb0b534743414482c9addd247d3ca241e%2F6cbb2f57-17b1-4c7a-9788-758c834fd5b4%2F1D795F1-11_52_52.JPG | 0 | https://nnts.imgix.net/uploadedfiles/569ee93f-19d2-4d64-9584-e3e57a6d5cc9/PredictionImages/618e798b-def6-493c-8893-30d269e554e5.jpeg?expires=1711738818&or=0&s=b911ad7b97bff37e3b29527ff982eee2 | https://app.nanonets.com/#/ocr/test/569ee93f-19d2-4d64-9584-e3e57a6d5cc9/3d6a6624-ed30-11ee-966a-4e69b49d15d5 |  | ALERT AC SW LAMP V HOUR ON 200 300 0986 100 CE 99T1 -92.5 B â‘¤ ä¼ OFF DC 12V 8.3A AC 230V | 5h15m |  | 5
media_file=fifield%2Fattachments%2Fb0b534743414482c9addd247d3ca241e%2F23cddbbe-ea8a-407c-ab89-9095ab954a5f%2FDCVAW-10_29_30.jpg | 0 | https://nnts.imgix.net/uploadedfiles/569ee93f-19d2-4d64-9584-e3e57a6d5cc9/PredictionImages/a4b5d0ee-bc9c-4f35-9f26-e2df0f9f0e98.jpeg?expires=1711738818&or=0&s=c0424b7a7ff35620f95fe78814ccaaa7 | https://app.nanonets.com/#/ocr/test/569ee93f-19d2-4d64-9584-e3e57a6d5cc9/209b4fa5-ed30-11ee-947b-4e69b49d15d5 |  | 024-250 001 V Hz 165 AUTOMODE P A LOAD TRANSFER 150 200 Ð³.p.m. 100 END RUN 71 UNDERSPEED 50 GG GG O GG VOLTMETER AMMETER ERGENCY STOP 07533 h BROADCROWN T + 44 ( 0 ) 1889 272200 www.broedcrown r WARNING ! THIS SET MAY START WITHOUT WARNING BROADCROWN . ISOLATE BEFORE WORKING BCJDSOP Airfield BROADCR OWN LID ON GENERATOR Plant No EXP27688 Hixon urfield Industrial Estate . AVA , Stafford . Stanorg lordshire . ST18 OPF F + 44 44 ( ( 0 0 ) ) 1889 1880 272220 272200 Prime Senes CE THIS UNIT WAS MANUFACTURED 617983 IN THE UNITED KINGDOM THIS UNIT IS INTENDED FOR STATIONARY USE ONLY AS PERMITTED BY EPA REGULATIONS Barcode . 40 CFR PART 89.2 ( 2 ) on O off Danger |  | 617983
media_file=fifield%2Fattachments%2Fb0b534743414482c9addd247d3ca241e%2F266dd6a3-e1b6-40cc-96e8-5da5b7aafe14%2FWhatsApp_Image_2023-12-28_at_10.01.01_a70c7d92-23_40_54.jpg | 0 | https://nnts.imgix.net/uploadedfiles/569ee93f-19d2-4d64-9584-e3e57a6d5cc9/PredictionImages/5256c627-3464-4413-a45f-8862ee8866d4.jpeg?expires=1711738818&or=0&s=dbb393f6596325081642e2305f987861 | https://app.nanonets.com/#/ocr/test/569ee93f-19d2-4d64-9584-e3e57a6d5cc9/203ec4ba-ed30-11ee-ad41-52f8dd295e24 |  | DSE I AUTO Made in U.K. 766822 |  | 766822
media_file=fifield%2Fattachments%2Fb0b534743414482c9addd247d3ca241e%2F266dd6a3-e1b6-40cc-96e8-5da5b7aafe14%2FWhatsApp_Image_2023-12-26_at_11.07.17_85638085-22_30_11.jpg | 0 | https://nnts.imgix.net/uploadedfiles/569ee93f-19d2-4d64-9584-e3e57a6d5cc9/PredictionImages/2539f82e-d09e-4e91-9ad0-7e18daec337c.jpeg?expires=1711738818&or=0&s=789022752cd72c80085c6d2db8a0a742 | https://app.nanonets.com/#/ocr/test/569ee93f-19d2-4d64-9584-e3e57a6d5cc9/1fc814c8-ed30-11ee-9453-4e69b49d15d5 |  | DSE O AUTO Made in U.K. 800858 UNHCR |  | 800858
media_file=fifield%2Fattachments%2Fb0b534743414482c9addd247d3ca241e%2F266dd6a3-e1b6-40cc-96e8-5da5b7aafe14%2FWhatsApp_Image_2023-12-24_at_15.13.33_9ba1cee6-22_18_59.jpg | 0 | https://nnts.imgix.net/uploadedfiles/569ee93f-19d2-4d64-9584-e3e57a6d5cc9/PredictionImages/93d9b427-de11-4a8a-9d88-cfe7ab54361f.jpeg?expires=1711738818&or=0&s=de5a3f2fb2a3df0e8432d3cdbf574289 | https://app.nanonets.com/#/ocr/test/569ee93f-19d2-4d64-9584-e3e57a6d5cc9/1e7962ec-ed30-11ee-ad19-52f8dd295e24 |  | DSE O AUTO , Made in U.K. |  | 799973
media_file=fifield%2Fattachments%2Fb0b534743414482c9addd247d3ca241e%2F266dd6a3-e1b6-40cc-96e8-5da5b7aafe14%2FWhatsApp_Image_2023-12-24_at_15.13.32_d5276d6e-22_20_50.jpg | 0 | https://nnts.imgix.net/uploadedfiles/569ee93f-19d2-4d64-9584-e3e57a6d5cc9/PredictionImages/99badfa4-63ce-4ba4-936c-a5330a891078.jpeg?expires=1711738818&or=0&s=03bf3502d0c49b886c23643adbd89569 | https://app.nanonets.com/#/ocr/test/569ee93f-19d2-4d64-9584-e3e57a6d5cc9/1d821469-ed30-11ee-ad0b-52f8dd295e24 | 226 | Engine Run Time DSE 165h 45m 226 start ( s ) KKKK O AUTO Made in U.K. | 165h 45m | 799974 | 165
media_file=fifield%2Fattachments%2Fb0b534743414482c9addd247d3ca241e%2F266dd6a3-e1b6-40cc-96e8-5da5b7aafe14%2FWhatsApp_Image_2023-12-23_at_10.13.16_ccbb4d4d-23_2_3.jpg | 0 | https://nnts.imgix.net/uploadedfiles/569ee93f-19d2-4d64-9584-e3e57a6d5cc9/PredictionImages/89d7cd9b-d2a0-4781-832d-65efd7b0ac92.jpeg?expires=1711738818&or=0&s=df0f5bd7a85a7ca2a11936a9c573258e | https://app.nanonets.com/#/ocr/test/569ee93f-19d2-4d64-9584-e3e57a6d5cc9/1cbbb173-ed30-11ee-acfa-52f8dd295e24 |  | CONTROLLER GENSET 221000 FUSE POWER ( kW ) VOLT ( V ) 335 OFF ON Engine oil warning SmartGen Model HGM501 A CAUTION Drain out the of Ox Pipe below Sing generator shou if generator batery voltage mes m mainance teigt , pase according check Check the bat the voltage w andison when start or shut off externally co it will
media_file=fifield%2Fattachments%2Fb0b534743414482c9addd247d3ca241e%2F266dd6a3-e1b6-40cc-96e8-5da5b7aafe14%2FWhatsApp_Image_2023-12-23_at_10.13.14_76b5c24f-0_0_6.jpg | 0 | https://nnts.imgix.net/uploadedfiles/569ee93f-19d2-4d64-9584-e3e57a6d5cc9/PredictionImages/9756916e-1e80-459b-a206-a5cbad78b2cd.jpeg?expires=1711738818&or=0&s=ff9c9105093af91a53bcc22666f856a7 | https://app.nanonets.com/#/ocr/test/569ee93f-19d2-4d64-9584-e3e57a6d5cc9/1c30916e-ed30-11ee-8d7f-161cfd66d21b |  | 801111 UNHCR AUTO CONTROLLERI |  | 801111
media_file=fifield%2Fattachments%2Fb0b534743414482c9addd247d3ca241e%2F266dd6a3-e1b6-40cc-96e8-5da5b7aafe14%2FWhatsApp_Image_2023-12-21_at_10.43.49_e91380b2-23_55_35.jpg | 0 | https://nnts.imgix.net/uploadedfiles/569ee93f-19d2-4d64-9584-e3e57a6d5cc9/PredictionImages/17d3f7ff-b981-4fac-9b3f-79c3ac56e1f8.jpeg?expires=1711738818&or=0&s=62f33d4c8161bccff866b86a45142003 | https://app.nanonets.com/#/ocr/test/569ee93f-19d2-4d64-9584-e3e57a6d5cc9/1bdb5fb9-ed30-11ee-93ad-4aca75adb6cb | 2054 | G - 2 MCH # evo WORKING TIME T TOTAL : 01511h 20m PARTIAL : 01511h 20m SING . START : 00000 h 12m TIME AFTER 0911 h SERVICE : 222 TOTAL START - UPS 02054 www ATTEMPTS : P. 08 RESET 800468 | 1511h 20m | 800468 | 1511
media_file=fifield%2Fattachments%2Fb0b534743414482c9addd247d3ca241e%2F266dd6a3-e1b6-40cc-96e8-5da5b7aafe14%2FWhatsApp_Image_2023-12-21_at_10.41.52_ac639711-23_58_54.jpg | 0 | https://nnts.imgix.net/uploadedfiles/569ee93f-19d2-4d64-9584-e3e57a6d5cc9/PredictionImages/e3e38594-d34d-4768-b818-122c28dc4682.jpeg?expires=1711738818&or=0&s=3ccfca6aa901e20613e942e1969937a4 | https://app.nanonets.com/#/ocr/test/569ee93f-19d2-4d64-9584-e3e57a6d5cc9/1b7bbb00-ed30-11ee-8d78-161cfd66d21b | 1668 | G - 1 MCH # evo WORKING TIME TOTAL : 01361h 30m TEST ACK PARTIAL : 01361 h 30 m SING . START : 00000 h 00 m TIME AFTER AUT SERVICE : 0761 h www 222 TOTAL START - UPS 01668 ATTEMPTS : p . 08 RESET enter 800469 UNHCR B | 1361h 30m | 800469 | 1361
media_file=fifield%2Fattachments%2Fb0b534743414482c9addd247d3ca241e%2F266dd6a3-e1b6-40cc-96e8-5da5b7aafe14%2FWHATSA4-22_49_34.JPG | 0 | https://nnts.imgix.net/uploadedfiles/569ee93f-19d2-4d64-9584-e3e57a6d5cc9/PredictionImages/bb57d895-b4c0-4591-a99d-8332b36f9bd3.jpeg?expires=1711738818&or=0&s=b074fcb3051e6389e7b66005cbe667ec | https://app.nanonets.com/#/ocr/test/569ee93f-19d2-4d64-9584-e3e57a6d5cc9/18d624f8-ed30-11ee-ac3c-52f8dd295e24 |  | DSE Deep Sea Electronics 5159 h 54 8 m Ð“Ñƒ OPPO Reno4 | 5159h54m |  | 5159
media_file=fifield%2Fattachments%2Fb0b534743414482c9addd247d3ca241e%2F266dd6a3-e1b6-40cc-96e8-5da5b7aafe14%2FWHATSA4-22_48_43.JPG | 0 | https://nnts.imgix.net/uploadedfiles/569ee93f-19d2-4d64-9584-e3e57a6d5cc9/PredictionImages/8c1a183f-cf0f-4327-81e3-fb606787b114.jpeg?expires=1711738818&or=0&s=1d3f78e284e686f020c4d2d7311c0087 | https://app.nanonets.com/#/ocr/test/569ee93f-19d2-4d64-9584-e3e57a6d5cc9/188cc70b-ed30-11ee-ac3a-52f8dd295e24 | 2103 | 799978 Engine Run Time 1773h 32m 2103 Start ( s ) L | 1773h 32m | 799978 | 1773
media_file=fifield%2Fattachments%2Fb0b534743414482c9addd247d3ca241e%2F266dd6a3-e1b6-40cc-96e8-5da5b7aafe14%2FWHATSA4-21_16_59.JPG | 0 | https://nnts.imgix.net/uploadedfiles/569ee93f-19d2-4d64-9584-e3e57a6d5cc9/PredictionImages/5817be1d-bbc3-4041-b4b9-4dea2db6ba27.jpeg?expires=1711738818&or=0&s=a870f379273157b1cb9f6e9229fa79bb | https://app.nanonets.com/#/ocr/test/569ee93f-19d2-4d64-9584-e3e57a6d5cc9/17d907f1-ed30-11ee-ac16-52f8dd295e24 |  | LT METER BREA 300 CE HOUR 4988 DC 12V & .3A | 49h22m |  | 49
media_file=fifield%2Fattachments%2Fb0b534743414482c9addd247d3ca241e%2F266dd6a3-e1b6-40cc-96e8-5da5b7aafe14%2FWHATSA4-20_18_36.JPG | 0 | https://nnts.imgix.net/uploadedfiles/569ee93f-19d2-4d64-9584-e3e57a6d5cc9/PredictionImages/1b3d65a0-58b5-461b-8753-6608f48b70d9.jpeg?expires=1711738818&or=0&s=b14786aa5f4c139889cbdd08a981d389 | https://app.nanonets.com/#/ocr/test/569ee93f-19d2-4d64-9584-e3e57a6d5cc9/17c3be20-ed30-11ee-8ce4-161cfd66d21b | 1113 | InteliLite NT AMF 20 Run Hours 2970.0 Num Starts 1113 Num E - Stops 16 Shutdowns 40 Genset kWh 13973 Genset KVArh 315 Maintenance 45 Page 2023.12.11 12:51 | 2970h |  | 2970
media_file=fifield%2Fattachments%2Fb0b534743414482c9addd247d3ca241e%2F266dd6a3-e1b6-40cc-96e8-5da5b7aafe14%2FWHATSA3-21_53_49.JPG | 0 | https://nnts.imgix.net/uploadedfiles/569ee93f-19d2-4d64-9584-e3e57a6d5cc9/PredictionImages/96b31f67-8a9c-4a39-8880-5193fe6d3aa8.jpeg?expires=1711738818&or=0&s=37f28ecdea3f1319c81a56d8a28082b2 | https://app.nanonets.com/#/ocr/test/569ee93f-19d2-4d64-9584-e3e57a6d5cc9/169a548d-ed30-11ee-9331-4aca75adb6cb |  | 2422h 37. & | 2422h37m |  | 2422
media_file=fifield%2Fattachments%2Fb0b534743414482c9addd247d3ca241e%2F266dd6a3-e1b6-40cc-96e8-5da5b7aafe14%2FWHATSA3-21_48_42.JPG | 0 | https://nnts.imgix.net/uploadedfiles/569ee93f-19d2-4d64-9584-e3e57a6d5cc9/PredictionImages/7910a135-d5e1-46e1-99a3-6c4460cb1857.jpeg?expires=1711738818&or=0&s=a3a8cd62393b26f1cf57506b7b852888 | https://app.nanonets.com/#/ocr/test/569ee93f-19d2-4d64-9584-e3e57a6d5cc9/15a3038b-ed30-11ee-90b6-221e535af36b | 772 | Engine Run Time DSE 649h 22m 772 Start ( s ) LAUTO I | 649h 22m |  | 649
media_file=fifield%2Fattachments%2Fb0b534743414482c9addd247d3ca241e%2F266dd6a3-e1b6-40cc-96e8-5da5b7aafe14%2FWHATSA3-21_47_35.JPG | 0 | https://nnts.imgix.net/uploadedfiles/569ee93f-19d2-4d64-9584-e3e57a6d5cc9/PredictionImages/b888fdf1-07a9-428b-9c80-63cb7dbd7287.jpeg?expires=1711738818&or=0&s=79a8485cfa06b97b671c31d633d3e404 | https://app.nanonets.com/#/ocr/test/569ee93f-19d2-4d64-9584-e3e57a6d5cc9/14fd8b85-ed30-11ee-934c-4e69b49d15d5 | 686 | Engine Run Time 665h 33m 686 Start ( s ) éœ„ | 665h 33m |  | 665
media_file=fifield%2Fattachments%2Fb0b534743414482c9addd247d3ca241e%2F266dd6a3-e1b6-40cc-96e8-5da5b7aafe14%2FWHATSA3-21_36_40.JPG | 0 | https://nnts.imgix.net/uploadedfiles/569ee93f-19d2-4d64-9584-e3e57a6d5cc9/PredictionImages/be106057-0b45-4254-a629-ae99f0cc9de6.jpeg?expires=1711738818&or=0&s=7e8702817352a673c088f6c05e660cff | https://app.nanonets.com/#/ocr/test/569ee93f-19d2-4d64-9584-e3e57a6d5cc9/14682c9d-ed30-11ee-9322-4aca75adb6cb | 1040 | Engine Run Time 669h 46m 1040 Start ( s ) | 669h 46m |  | 669
media_file=fifield%2Fattachments%2Fb0b534743414482c9addd247d3ca241e%2F266dd6a3-e1b6-40cc-96e8-5da5b7aafe14%2FWHATSA3-21_23_8.JPG | 0 | https://nnts.imgix.net/uploadedfiles/569ee93f-19d2-4d64-9584-e3e57a6d5cc9/PredictionImages/32068110-7daf-4067-bac8-63fd94bae01a.jpeg?expires=1711738818&or=0&s=4d8ef6fd6f3ac39ce2ce41388d4afcc9 | https://app.nanonets.com/#/ocr/test/569ee93f-19d2-4d64-9584-e3e57a6d5cc9/14563c80-ed30-11ee-ac00-52f8dd295e24 |  | LAMP ON 200 300 7886 100 CE START SW OFF AC 230V DC 12V 8.3A + 230 50112 aksa AKSA P JENERATÃ–R AAP8 | 7886 |  | 7886
media_file=fifield%2Fattachments%2Fb0b534743414482c9addd247d3ca241e%2F266dd6a3-e1b6-40cc-96e8-5da5b7aafe14%2FWHATSA3-21_20_30.JPG | 0 | https://nnts.imgix.net/uploadedfiles/569ee93f-19d2-4d64-9584-e3e57a6d5cc9/PredictionImages/d9fa762e-a196-441d-b190-6ca1f91f2b50.jpeg?expires=1711738818&or=0&s=29fc5e338b5c29786818f8231d0a6c2d | https://app.nanonets.com/#/ocr/test/569ee93f-19d2-4d64-9584-e3e57a6d5cc9/121ce6cf-ed30-11ee-8cc3-161cfd66d21b |  | A HOUR ON OFF | 1083 |  | 1083
media_file=fifield%2Fattachments%2Fb0b534743414482c9addd247d3ca241e%2F266dd6a3-e1b6-40cc-96e8-5da5b7aafe14%2FWHATSA3-21_5_30.JPG | 0 | https://nnts.imgix.net/uploadedfiles/569ee93f-19d2-4d64-9584-e3e57a6d5cc9/PredictionImages/2df9f309-a2c1-4a17-8290-6c42aa845667.jpeg?expires=1711738818&or=0&s=5bbc8ffe47b81e31864a58d0df9db0e8 | https://app.nanonets.com/#/ocr/test/569ee93f-19d2-4d64-9584-e3e57a6d5cc9/10d8fa51-ed30-11ee-9070-221e535af36b |  | ABG STARTER SW OIL ALERT VOLT METER BREAKER Interlinks Ltd. OFF ON LAMP 8888 * START AC 220V DC 12V 8.3A ABG Interlinks Ltd. ABG FUSE +880 info@abg-bd.com 1973453249 + Interlinks Ltd. www.abg-bd.com 430 V 50 Hz CE
media_file=fifield%2Fattachments%2Fb0b534743414482c9addd247d3ca241e%2F266dd6a3-e1b6-40cc-96e8-5da5b7aafe14%2FWHATSA3-20_58_18.JPG | 0 | https://nnts.imgix.net/uploadedfiles/569ee93f-19d2-4d64-9584-e3e57a6d5cc9/PredictionImages/eebc7aa4-921e-47e1-bbf4-f6f3e6f68470.jpeg?expires=1711738818&or=0&s=4b9e3419f8b14dda79e16919a2f38f99 | https://app.nanonets.com/#/ocr/test/569ee93f-19d2-4d64-9584-e3e57a6d5cc9/107abc1c-ed30-11ee-906e-221e535af36b |  | STARTER SW OIL ALERT VOLT METER BREAKER OFF ON LAMP Â© 3765 e START AC 220V DC 12V 8.3A | 3765 |  | 3765
media_file=fifield%2Fattachments%2Fb0b534743414482c9addd247d3ca241e%2F266dd6a3-e1b6-40cc-96e8-5da5b7aafe14%2FWHATSA3-20_46_21.JPG | 0 | https://nnts.imgix.net/uploadedfiles/569ee93f-19d2-4d64-9584-e3e57a6d5cc9/PredictionImages/ad408ffe-37d6-4055-9acb-d4324e63d463.jpeg?expires=1711738818&or=0&s=0addf57a5082e0a6c4c27e22466ed91c | https://app.nanonets.com/#/ocr/test/569ee93f-19d2-4d64-9584-e3e57a6d5cc9/10623655-ed30-11ee-abec-52f8dd295e24 |  | LAMP ON 200 300 7886 100 CE START SW OFF AC 230V DC 12V 8.3A + 230 50112 aksa AKSA P JENERATÃ–R AAP8 | 7886h |  | 7886
media_file=fifield%2Fattachments%2Fb0b534743414482c9addd247d3ca241e%2F266dd6a3-e1b6-40cc-96e8-5da5b7aafe14%2FWHATSA3-20_35_49.JPG | 0 | https://nnts.imgix.net/uploadedfiles/569ee93f-19d2-4d64-9584-e3e57a6d5cc9/PredictionImages/1fff0a1b-439f-4548-ad4e-19fd8e6ea4b9.jpeg?expires=1711738818&or=0&s=46500c988a1a49e49c933a390ce27492 | https://app.nanonets.com/#/ocr/test/569ee93f-19d2-4d64-9584-e3e57a6d5cc9/0f1f2553-ed30-11ee-9300-4aca75adb6cb | 1579 | DSE Deep Sea Electronics Engine Run Time 3557h 43m 1579 Start ( s ) | 3557h 43m |  | 3557
media_file=fifield%2Fattachments%2Fb0b534743414482c9addd247d3ca241e%2F266dd6a3-e1b6-40cc-96e8-5da5b7aafe14%2FWHATSA3-20_32_15.JPG | 0 | https://nnts.imgix.net/uploadedfiles/569ee93f-19d2-4d64-9584-e3e57a6d5cc9/PredictionImages/38e79047-34ee-45d2-88ab-d311315eee2c.jpeg?expires=1711738818&or=0&s=7aba467c6b8889a9b0bbeaa07521166c | https://app.nanonets.com/#/ocr/test/569ee93f-19d2-4d64-9584-e3e57a6d5cc9/0d045478-ed30-11ee-930e-4e69b49d15d5 | 1655 | DSE Deep Sea Electronics Engine Run Time 4330h 37m 1655 Start ( s ) 14444 m | 4330h 37m |  | 4330
media_file=fifield%2Fattachments%2Fb0b534743414482c9addd247d3ca241e%2F266dd6a3-e1b6-40cc-96e8-5da5b7aafe14%2FWHATSA3-20_28_46.JPG | 0 | https://nnts.imgix.net/uploadedfiles/569ee93f-19d2-4d64-9584-e3e57a6d5cc9/PredictionImages/fcd80cdb-3371-44cd-9786-f20ac5d81b92.jpeg?expires=1711738818&or=0&s=ba8b4cfe16480aed933481856b289878 | https://app.nanonets.com/#/ocr/test/569ee93f-19d2-4d64-9584-e3e57a6d5cc9/0b076eb6-ed30-11ee-8c29-161cfd66d21b | 1535 | G 123 InteliLite NT AMF 20 ComA Run Hours 4700.1 Mode Mode St Num Starts 1535 Num E - StopS O + O OO Shutdowns 47 Genset kWh 25253 Horn Fault Genset KVArh reset reset Sto Maintenance 8 B 0 Page # Enter 1/0 110 | 4700.1 |  | 4700.1
media_file=fifield%2Fattachments%2Fb0b534743414482c9addd247d3ca241e%2F266dd6a3-e1b6-40cc-96e8-5da5b7aafe14%2FWHATSA3-20_23_55.JPG | 0 | https://nnts.imgix.net/uploadedfiles/569ee93f-19d2-4d64-9584-e3e57a6d5cc9/PredictionImages/99d12fae-9444-4ba0-af6f-9ba705a55621.jpeg?expires=1711738818&or=0&s=2537353368fb22daf600bcef2cebd47c | https://app.nanonets.com/#/ocr/test/569ee93f-19d2-4d64-9584-e3e57a6d5cc9/09d9b407-ed30-11ee-abaf-52f8dd295e24 | 2270 | InteliLite NT Con AMF 20 Run Hours 4736.0 Mode Mode Num Starts 2270 323 Num E - StopS 040 0 + 0 Shutdowns 1165 Genset kWh 24109 Genset kVArh 141 Horn Fault Maintenance æ—¥ reset reset Page H | 4736h |  | 4736
media_file=fifield%2Fattachments%2Fb0b534743414482c9addd247d3ca241e%2F266dd6a3-e1b6-40cc-96e8-5da5b7aafe14%2FWHATSA3-20_11_9.JPG | 0 | https://nnts.imgix.net/uploadedfiles/569ee93f-19d2-4d64-9584-e3e57a6d5cc9/PredictionImages/cabf66f0-8c69-4e1b-99c6-5801f9751e90.jpeg?expires=1711738818&or=0&s=c46c776e373402941886ee8cadd85fa9 | https://app.nanonets.com/#/ocr/test/569ee93f-19d2-4d64-9584-e3e57a6d5cc9/09b214ad-ed30-11ee-8c0e-161cfd66d21b | 1487 | nteliLite NT AMF 20 Run Hours 3089 . Num Starts 1487 Num E - Stops Shutdowns 265 Genset kWh 14607 Genset kUArh 370 Maintenance 2011 Page Enter 11/12/2023 14:52 | 3089.7 |  | 3089.7
media_file=fifield%2Fattachments%2Fb0b534743414482c9addd247d3ca241e%2F266dd6a3-e1b6-40cc-96e8-5da5b7aafe14%2FWHATSA2-21_57_36.JPG | 0 | https://nnts.imgix.net/uploadedfiles/569ee93f-19d2-4d64-9584-e3e57a6d5cc9/PredictionImages/c50a3255-e913-476c-b68c-77620757e598.jpeg?expires=1711738818&or=0&s=db5c2b85f490ba2ab5d5c3973727f076 | https://app.nanonets.com/#/ocr/test/569ee93f-19d2-4d64-9584-e3e57a6d5cc9/095ca791-ed30-11ee-8c0c-161cfd66d21b |  | DSE Deep Sea Electronics 1446m A 28m LAUTO Made in U.K. CONTROLLER 800957 | 1446h28m | 800957 | 1446
media_file=fifield%2Fattachments%2Fb0b534743414482c9addd247d3ca241e%2F266dd6a3-e1b6-40cc-96e8-5da5b7aafe14%2FWHATSA2-21_55_50.JPG | 0 | https://nnts.imgix.net/uploadedfiles/569ee93f-19d2-4d64-9584-e3e57a6d5cc9/PredictionImages/74e8bf6e-5e76-46ea-bd8e-d62374d0bafc.jpeg?expires=1711738818&or=0&s=e54c71bc52c02b6c4d0e721d88c4a4f5 | https://app.nanonets.com/#/ocr/test/569ee93f-19d2-4d64-9584-e3e57a6d5cc9/08dbffde-ed30-11ee-9041-221e535af36b |  | DSE Deep Sea Electronics 854 24. O AUTO Made in U.K. CONTROLLER . | 854h24m |  | 854
media_file=fifield%2Fattachments%2Fb0b534743414482c9addd247d3ca241e%2F266dd6a3-e1b6-40cc-96e8-5da5b7aafe14%2FWHATSA2-21_45_11.JPG | 0 | https://nnts.imgix.net/uploadedfiles/569ee93f-19d2-4d64-9584-e3e57a6d5cc9/PredictionImages/b029a2b9-296d-4e76-8fb9-0f2402a93a74.jpeg?expires=1711738818&or=0&s=e1a6bb246846d9e23b254b01222e2345 | https://app.nanonets.com/#/ocr/test/569ee93f-19d2-4d64-9584-e3e57a6d5cc9/06572f15-ed30-11ee-ab9d-52f8dd295e24 |  | DSE Deep Sea Electronics 955h A 25m + AUTO I Made in U.K. | 955h |  | 955
media_file=fifield%2Fattachments%2Fb0b534743414482c9addd247d3ca241e%2F266dd6a3-e1b6-40cc-96e8-5da5b7aafe14%2FWHATSA2-21_30_3.JPG | 0 | https://nnts.imgix.net/uploadedfiles/569ee93f-19d2-4d64-9584-e3e57a6d5cc9/PredictionImages/e2b59a9f-f2a8-44b5-b045-ac842afc42e1.jpeg?expires=1711738818&or=0&s=8c55c61e6711765b62c6ec6514f4755b | https://app.nanonets.com/#/ocr/test/569ee93f-19d2-4d64-9584-e3e57a6d5cc9/049dc573-ed30-11ee-92c6-4e69b49d15d5 |  | OFF ON OIL ALERT LAMP AC SW 300 ON 200 CE 100 < 9971 START OFF STARTER SW DC 12V 8.3A AC 230V L FUSE 50 Hz 230 V Y2020
media_file=fifield%2Fattachments%2Fb0b534743414482c9addd247d3ca241e%2F266dd6a3-e1b6-40cc-96e8-5da5b7aafe14%2FWHATSA2-21_27_22.JPG | 0 | https://nnts.imgix.net/uploadedfiles/569ee93f-19d2-4d64-9584-e3e57a6d5cc9/PredictionImages/f49ef91f-404d-464c-be40-3590c4cc17e3.jpeg?expires=1711738818&or=0&s=90a72b3bcd50711f3189c9c0c748ae0e | https://app.nanonets.com/#/ocr/test/569ee93f-19d2-4d64-9584-e3e57a6d5cc9/048b452a-ed30-11ee-8bd9-161cfd66d21b |  | OIL ALERT AC SW OFF ON LAMP ROUN BBBBO ON STARTER SW START OFF AC 230V DC 12V 8.3A D - 010 50 Hz
media_file=fifield%2Fattachments%2Fb0b534743414482c9addd247d3ca241e%2F266dd6a3-e1b6-40cc-96e8-5da5b7aafe14%2FWHATSA2-21_24_14.JPG | 0 | https://nnts.imgix.net/uploadedfiles/569ee93f-19d2-4d64-9584-e3e57a6d5cc9/PredictionImages/a0657467-74e2-494a-9603-5967fbfc6ce7.jpeg?expires=1711738818&or=0&s=7ca69b4dbc979d5b98e58d3f099cc26d | https://app.nanonets.com/#/ocr/test/569ee93f-19d2-4d64-9584-e3e57a6d5cc9/02edfef3-ed30-11ee-ab76-52f8dd295e24 |  | OFF ON OIL ALERT LAMP AC SW ON BBBEC START OFF STARTER SW DC 12V 8.3A AC 230V B210 2007
media_file=fifield%2Fattachments%2Fb0b534743414482c9addd247d3ca241e%2F266dd6a3-e1b6-40cc-96e8-5da5b7aafe14%2FWHATSA2-20_57_0.JPG | 0 | https://nnts.imgix.net/uploadedfiles/569ee93f-19d2-4d64-9584-e3e57a6d5cc9/PredictionImages/db41200b-3426-44fe-b588-e6c297030800.jpeg?expires=1711738818&or=0&s=f9892f1538c03b7cbee3d0a8ac780011 | https://app.nanonets.com/#/ocr/test/569ee93f-19d2-4d64-9584-e3e57a6d5cc9/02b34e05-ed30-11ee-92aa-4aca75adb6cb |  | OFF ON OIL ALERT AC SW LAMP V ON 200 300 BBBB CE STARTER START OFF SW AC 230V DC 12V 8.3A 5 + FUSE I 230 50 Hz
media_file=fifield%2Fattachments%2Fb0b534743414482c9addd247d3ca241e%2F266dd6a3-e1b6-40cc-96e8-5da5b7aafe14%2FWHATSA2-20_54_8.JPG | 0 | https://nnts.imgix.net/uploadedfiles/569ee93f-19d2-4d64-9584-e3e57a6d5cc9/PredictionImages/017dd636-3ad9-43f1-b5bb-a81b67805697.jpeg?expires=1711738818&or=0&s=19aa221d4c55e65e0b47a30461bd800f | https://app.nanonets.com/#/ocr/test/569ee93f-19d2-4d64-9584-e3e57a6d5cc9/014c6c12-ed30-11ee-9002-221e535af36b |  | ER SW OIL ALERT VOLT METER BREAKER ON LAMP 8625 START DC 12V 8.3A AC 220V | 862.5 |  | 862.5
media_file=fifield%2Fattachments%2Fb0b534743414482c9addd247d3ca241e%2F266dd6a3-e1b6-40cc-96e8-5da5b7aafe14%2FWHATSA2-20_7_27.JPG | 0 | https://nnts.imgix.net/uploadedfiles/569ee93f-19d2-4d64-9584-e3e57a6d5cc9/PredictionImages/6ef63744-1acf-4e92-9555-56e1d59e8a71.jpeg?expires=1711738818&or=0&s=94559b3360568c297572bdb04684b264 | https://app.nanonets.com/#/ocr/test/569ee93f-19d2-4d64-9584-e3e57a6d5cc9/0136a713-ed30-11ee-92a4-4aca75adb6cb |  | CO Event Log End Fuel Fill 89 % 4274h 51m | 4274h 51m |  | 4274
media_file=fifield%2Fattachments%2Fb0b534743414482c9addd247d3ca241e%2F266dd6a3-e1b6-40cc-96e8-5da5b7aafe14%2FWHATSA2-20_0_0.JPG | 0 | https://nnts.imgix.net/uploadedfiles/569ee93f-19d2-4d64-9584-e3e57a6d5cc9/PredictionImages/a2f1936a-2df2-47ea-8ae3-4a7213c77eca.jpeg?expires=1711738818&or=0&s=43ab11aee21d073be45bb4acbcad7284 | https://app.nanonets.com/#/ocr/test/569ee93f-19d2-4d64-9584-e3e57a6d5cc9/ff9eda1d-ed2f-11ee-8fec-221e535af36b |  | Event Log Engine Stopped 3602h 4m | 3602 |  | 3602
media_file=fifield%2Fattachments%2Fb0b534743414482c9addd247d3ca241e%2F266dd6a3-e1b6-40cc-96e8-5da5b7aafe14%2FWHATSA2-19_56_19.JPG | 0 | https://nnts.imgix.net/uploadedfiles/569ee93f-19d2-4d64-9584-e3e57a6d5cc9/PredictionImages/ccecd55c-bc9f-4530-a099-8bc2fe17be64.jpeg?expires=1711738818&or=0&s=a09edde6dff541892df7e5d9d95a4901 | https://app.nanonets.com/#/ocr/test/569ee93f-19d2-4d64-9584-e3e57a6d5cc9/fe2f1e8d-ed2f-11ee-929f-4e69b49d15d5 |  | "UNHCR\n\nON\t\tOIL |  | 708785
media_file=fifield%2Fattachments%2Fb0b534743414482c9addd247d3ca241e%2F266dd6a3-e1b6-40cc-96e8-5da5b7aafe14%2FWHATSA2-19_39_53.JPG | 0 | https://nnts.imgix.net/uploadedfiles/569ee93f-19d2-4d64-9584-e3e57a6d5cc9/PredictionImages/00ee7dde-a605-4bd3-b781-df95262769d7.jpeg?expires=1711738818&or=0&s=211468f160c1d1b5fbda54033b7ee82a | https://app.nanonets.com/#/ocr/test/569ee93f-19d2-4d64-9584-e3e57a6d5cc9/fe059dc6-ed2f-11ee-8fe7-221e535af36b |  | GEN.- 2857 | 2857 |  | 2857
media_file=fifield%2Fattachments%2Fb0b534743414482c9addd247d3ca241e%2F266dd6a3-e1b6-40cc-96e8-5da5b7aafe14%2FWHATSA2-19_24_49.JPG | 0 | https://nnts.imgix.net/uploadedfiles/569ee93f-19d2-4d64-9584-e3e57a6d5cc9/PredictionImages/767a0e9b-c606-4df4-995e-1032afef61d7.jpeg?expires=1711738818&or=0&s=77d226f48da9ff7a7294cb2f7c738b6c | https://app.nanonets.com/#/ocr/test/569ee93f-19d2-4d64-9584-e3e57a6d5cc9/fd5860c4-ed2f-11ee-8fe3-221e535af36b |  | DCP - 10 GEN- > 5 15 HZ 1545 RPM 2972 ALITO | 2972 |  | 2972
media_file=fifield%2Fattachments%2Fb0b534743414482c9addd247d3ca241e%2F266dd6a3-e1b6-40cc-96e8-5da5b7aafe14%2FWHATSA2-19_20_50.JPG | 0 | https://nnts.imgix.net/uploadedfiles/569ee93f-19d2-4d64-9584-e3e57a6d5cc9/PredictionImages/8130c4a9-c6df-49ef-b491-14a11dd51924.jpeg?expires=1711738818&or=0&s=a894036977c608035201d1b97dbd1fb4 | https://app.nanonets.com/#/ocr/test/569ee93f-19d2-4d64-9584-e3e57a6d5cc9/fb7f8b1e-ed2f-11ee-9295-4e69b49d15d5 |  | GENSET CONTROLLER 886 988 VOLT ( V ) POWER ( kW ) 886 FUNC A V B ( A ) OFF ON 000000 Gestor Temp Engine oil warning SmartGen Model HGM501 TION A ATTENTION
media_file=fifield%2Fattachments%2Fb0b534743414482c9addd247d3ca241e%2F266dd6a3-e1b6-40cc-96e8-5da5b7aafe14%2FWHATSA2-19_15_56.JPG | 0 | https://nnts.imgix.net/uploadedfiles/569ee93f-19d2-4d64-9584-e3e57a6d5cc9/PredictionImages/ff0009ea-e004-49ea-a21d-411e4aabff7e.jpeg?expires=1711738818&or=0&s=b28b16c8ed0f072842f792fb6b4a2f48 | https://app.nanonets.com/#/ocr/test/569ee93f-19d2-4d64-9584-e3e57a6d5cc9/fb43d3f1-ed2f-11ee-9294-4e69b49d15d5 | 2578 | Alarm Starts 2578 RunHours 3077 : 01 : 18 Running Energy 2402kWh Stop mode Generator Close C / O Load C / O Close Open Open Test Menu | 3077 |  | 3077
media_file=fifield%2Fattachments%2Fb0b534743414482c9addd247d3ca241e%2F266dd6a3-e1b6-40cc-96e8-5da5b7aafe14%2FWHATSA2-19_3_4.JPG | 0 | https://nnts.imgix.net/uploadedfiles/569ee93f-19d2-4d64-9584-e3e57a6d5cc9/PredictionImages/9838d460-6c56-490a-bb97-61f74fffdd4d.jpeg?expires=1711738818&or=0&s=47bdeec29228b4354f22d1dcb889a00f | https://app.nanonets.com/#/ocr/test/569ee93f-19d2-4d64-9584-e3e57a6d5cc9/fa278182-ed2f-11ee-8b91-161cfd66d21b |  | 563198 UNHCR UIT DILALERT VOLT METER OFF ON AKER LAMP 9947 START ENGINE SW . 12V 8.3A AC C |  | 563198
media_file=fifield%2Fattachments%2Fb0b534743414482c9addd247d3ca241e%2F266dd6a3-e1b6-40cc-96e8-5da5b7aafe14%2FWHATSA1-22_43_30.JPG | 0 | https://nnts.imgix.net/uploadedfiles/569ee93f-19d2-4d64-9584-e3e57a6d5cc9/PredictionImages/6ce27d3b-03e2-4c76-b5f2-441e93d3d2fd.jpeg?expires=1711738818&or=0&s=bebeecf927cd53138ba2f07e885d8f8e | https://app.nanonets.com/#/ocr/test/569ee93f-19d2-4d64-9584-e3e57a6d5cc9/f9d7a426-ed2f-11ee-9292-4e69b49d15d5 |  | DEEP SEA ELECTRONICS DSE 7320 MKII DSE 1 Event Log Remote Start Input Engine Stopped 5940h 21m Common Alarm 732772 2023/12/23 15:30 | 5940h 21m | 732772 | 5940
media_file=fifield%2Fattachments%2Fb0b534743414482c9addd247d3ca241e%2F266dd6a3-e1b6-40cc-96e8-5da5b7aafe14%2FWHATSA1-22_41_1.JPG | 0 | https://nnts.imgix.net/uploadedfiles/569ee93f-19d2-4d64-9584-e3e57a6d5cc9/PredictionImages/ea9a8772-65ea-4eed-8d19-95538935cda0.jpeg?expires=1711738818&or=0&s=2fc74d45f53bcf39b49806a28ca36c72 | https://app.nanonets.com/#/ocr/test/569ee93f-19d2-4d64-9584-e3e57a6d5cc9/f8c58c16-ed2f-11ee-8b7c-161cfd66d21b | 2923 | DEEP SEA ELECTRONICS DSE 7320 DSE MKII Engine Run Time Remote Start Input 5446h 6m 2923 Start ( s ) Common Alarm 732771 2023/12/23 15:39 | 5446h 6m | 732771 | 5446
media_file=fifield%2Fattachments%2Fb0b534743414482c9addd247d3ca241e%2F266dd6a3-e1b6-40cc-96e8-5da5b7aafe14%2FWHATSA1-21_51_32.JPG | 0 | https://nnts.imgix.net/uploadedfiles/569ee93f-19d2-4d64-9584-e3e57a6d5cc9/PredictionImages/b0dd9d99-bf3c-4c95-8656-cac2a3ff88a9.jpeg?expires=1711738818&or=0&s=ce432fd7164ec2b0be0a6d37a014c7b2 | https://app.nanonets.com/#/ocr/test/569ee93f-19d2-4d64-9584-e3e57a6d5cc9/f7f72f01-ed2f-11ee-8fb2-221e535af36b |  | STARTER SW OIL ALERT VOLT METER BREAKER OFF ON LAMP 200 300 BBBE CRITT6YS START AC 220V DC 12V 8.3A FUSE 230 V
media_file=fifield%2Fattachments%2Fb0b534743414482c9addd247d3ca241e%2F266dd6a3-e1b6-40cc-96e8-5da5b7aafe14%2FWHATSA1-21_17_59.JPG | 0 | https://nnts.imgix.net/uploadedfiles/569ee93f-19d2-4d64-9584-e3e57a6d5cc9/PredictionImages/db89fc7b-9ab3-4853-a349-77b09ab11738.jpeg?expires=1711738818&or=0&s=7e4ae6102e94678254a2dcb5c4662fce | https://app.nanonets.com/#/ocr/test/569ee93f-19d2-4d64-9584-e3e57a6d5cc9/f71f0a49-ed2f-11ee-8f94-221e535af36b |  | STARTER SW OIL ALERT VOLT METER BREAKER OFF ON LAMP 200 300 100 CE HOUR ELEPELE START AC 220V DC 12V 8.3A
media_file=fifield%2Fattachments%2Fb0b534743414482c9addd247d3ca241e%2F266dd6a3-e1b6-40cc-96e8-5da5b7aafe14%2FWHATSA1-21_9_27.JPG | 0 | https://nnts.imgix.net/uploadedfiles/569ee93f-19d2-4d64-9584-e3e57a6d5cc9/PredictionImages/6f54cb7b-3c29-479e-b571-fb60483f2e83.jpeg?expires=1711738818&or=0&s=6072d635b32ec24294152f3ac3b5e479 | https://app.nanonets.com/#/ocr/test/569ee93f-19d2-4d64-9584-e3e57a6d5cc9/f60acbb5-ed2f-11ee-8b6c-161cfd66d21b |  | ABG ARTER SW OIL ALERT VOLT METER BREAKER Interlinks Ltd. ON LAMP BDRO 7622 START AC 220V DC 12V 8.3A FUSE + | 7622 |  | 7622
media_file=fifield%2Fattachments%2Fb0b534743414482c9addd247d3ca241e%2F266dd6a3-e1b6-40cc-96e8-5da5b7aafe14%2FWHATSA1-19_13_47.JPG | 0 | https://nnts.imgix.net/uploadedfiles/569ee93f-19d2-4d64-9584-e3e57a6d5cc9/PredictionImages/9b5b910b-92d8-4fd5-ad41-9264dcd4ac2f.jpeg?expires=1711738818&or=0&s=f83694180a8e109d81cc0155fe78ee93 | https://app.nanonets.com/#/ocr/test/569ee93f-19d2-4d64-9584-e3e57a6d5cc9/f55aaa69-ed2f-11ee-8f89-221e535af36b |  | AUTO CONTROLLER GENERATING EXCITATION CHARGEN TRANSPORTING POWE 708571 UNHCR B H |  | 708571
media_file=fifield%2Fattachments%2Fb0b534743414482c9addd247d3ca241e%2F266dd6a3-e1b6-40cc-96e8-5da5b7aafe14%2FWHAEB31-21_25_38.JPG | 0 | https://nnts.imgix.net/uploadedfiles/569ee93f-19d2-4d64-9584-e3e57a6d5cc9/PredictionImages/221bfa94-ae38-41aa-ac53-cace73267430.jpeg?expires=1711738818&or=0&s=5d1767096b5ec4c97527d0f9409c6c5a | https://app.nanonets.com/#/ocr/test/569ee93f-19d2-4d64-9584-e3e57a6d5cc9/f50c20f6-ed2f-11ee-9277-4e69b49d15d5 |  | STARTER SW OIL ALERT VOLT METER BREAKER OFF ON LAMP 3834 START AC 220V DC 12V 8.3A 230 V 50 Hz | 3134 |  | 3134
media_file=fifield%2Fattachments%2Fb0b534743414482c9addd247d3ca241e%2F266dd6a3-e1b6-40cc-96e8-5da5b7aafe14%2FWH534D1-20_17_33.JPG | 0 | https://nnts.imgix.net/uploadedfiles/569ee93f-19d2-4d64-9584-e3e57a6d5cc9/PredictionImages/8bd7492c-62e3-492f-9844-9f5dc95e61f7.jpeg?expires=1711738818&or=0&s=aee058120fa42e370fd6c0382ddb2f06 | https://app.nanonets.com/#/ocr/test/569ee93f-19d2-4d64-9584-e3e57a6d5cc9/f3563984-ed2f-11ee-8b5e-161cfd66d21b | 1063 | InteliLite NT AMF 20 Run Hours 2919.0 Mode Num Starts 1063 Num E - Stops 15 040 Shutdowns 23 Genset kWh 14411 Hom Genset KVArh 488 reser Maintenance 1770 18 2011 Page 1/0 2023.12.11 13:32 | 2919 |  | 2919
media_file=fifield%2Fattachments%2Fb0b534743414482c9addd247d3ca241e%2F266dd6a3-e1b6-40cc-96e8-5da5b7aafe14%2FWH56A41-21_8_20.JPG | 0 | https://nnts.imgix.net/uploadedfiles/569ee93f-19d2-4d64-9584-e3e57a6d5cc9/PredictionImages/a96869cb-87fc-4190-aad3-0410d302d33f.jpeg?expires=1711738818&or=0&s=a1074d37e9d9a363117b4934ea197026 | https://app.nanonets.com/#/ocr/test/569ee93f-19d2-4d64-9584-e3e57a6d5cc9/f27a2424-ed2f-11ee-9243-4aca75adb6cb |  | STARTER SW OIL ALERT VOLT METER BREAKER\n OFF ON LAMP\n\n\n START\n\t\t AC 220V\t\t\t DC 12V 8.3A\n\n\n\n\t\t 230\t 501H
media_file=fifield%2Fattachments%2Fb0b534743414482c9addd247d3ca241e%2F266dd6a3-e1b6-40cc-96e8-5da5b7aafe14%2FWH9A1C1-22_1_49.JPG | 0 | https://nnts.imgix.net/uploadedfiles/569ee93f-19d2-4d64-9584-e3e57a6d5cc9/PredictionImages/84985752-24f6-4a32-b242-1f0d7fc1a36b.jpeg?expires=1711738818&or=0&s=99bd594e7029bf8099f77f0cca2d99f0 | https://app.nanonets.com/#/ocr/test/569ee93f-19d2-4d64-9584-e3e57a6d5cc9/f26a8017-ed2f-11ee-8f74-221e535af36b |  | DSE Deep Sea Electronics 1409h 59m | 1409h 59m |  | 1409
media_file=fifield%2Fattachments%2Fb0b534743414482c9addd247d3ca241e%2F266dd6a3-e1b6-40cc-96e8-5da5b7aafe14%2FWH7E651-19_22_51.JPG | 0 | https://nnts.imgix.net/uploadedfiles/569ee93f-19d2-4d64-9584-e3e57a6d5cc9/PredictionImages/3e76bd3e-451c-49d4-abf9-a58234627114.jpeg?expires=1711738818&or=0&s=79c3b10f529da7e100550c75799c2bd8 | https://app.nanonets.com/#/ocr/test/569ee93f-19d2-4d64-9584-e3e57a6d5cc9/f262b7b1-ed2f-11ee-9242-4aca75adb6cb |  | UNHCR GENSET CONTROLLER The UN Refugee Agency VOLT ( V ) POWER ( KW ) OFF ON Engine O warning oil SmartGen Model HOM501 A ATTENTION A SAFETY WARNING 50 Hz NH NRefugee 4061 REQ 28 Dec 2023 , 12:06 Ac
media_file=fifield%2Fattachments%2Fb0b534743414482c9addd247d3ca241e%2F266dd6a3-e1b6-40cc-96e8-5da5b7aafe14%2FWH5CAD1-22_47_39.JPG | 0 | https://nnts.imgix.net/uploadedfiles/569ee93f-19d2-4d64-9584-e3e57a6d5cc9/PredictionImages/dafd0e2f-58c5-4a0b-a0d5-6b5b999089ef.jpeg?expires=1711738818&or=0&s=0ee134a0087b87b72fd2329fbe73656b | https://app.nanonets.com/#/ocr/test/569ee93f-19d2-4d64-9584-e3e57a6d5cc9/f19faf87-ed2f-11ee-9241-4aca75adb6cb | 3363 | 799977 WWW W. AN AD NOW Engine Run Time 2429h 52m DS 3363 Start ( s ) O I AUTO de in UK . | 2429h 52m | 799977 | 2429
media_file=fifield%2Fattachments%2Fb0b534743414482c9addd247d3ca241e%2F266dd6a3-e1b6-40cc-96e8-5da5b7aafe14%2FTag-732760-21_33_48.jpg | 0 | https://nnts.imgix.net/uploadedfiles/569ee93f-19d2-4d64-9584-e3e57a6d5cc9/PredictionImages/6794ca21-4b4a-4cc9-8679-97133d6baaa4.jpeg?expires=1711738818&or=0&s=66d53f2cbd15fb9be1c8f7eef4fa8105 | https://app.nanonets.com/#/ocr/test/569ee93f-19d2-4d64-9584-e3e57a6d5cc9/efd2aaa5-ed2f-11ee-8b2c-161cfd66d21b |  | OFF ON OIL ALERT LAMP AC SW V ANDMAR ON 200 300 CE 9971 -9251 STARTER START SW OFF AC 230V DC 12V 8.3A FUSE + 230 V 50 Hz CE aksa AKSA POWER JENERATÃ–R AAP8000DE
media_file=fifield%2Fattachments%2Fb0b534743414482c9addd247d3ca241e%2F266dd6a3-e1b6-40cc-96e8-5da5b7aafe14%2FTag_732758-21_31_32.jpg | 0 | https://nnts.imgix.net/uploadedfiles/569ee93f-19d2-4d64-9584-e3e57a6d5cc9/PredictionImages/5f0fc263-8953-48a0-9828-7e1c9799fcc7.jpeg?expires=1711738818&or=0&s=ba0aad7d0dbfd94b2107604f0f70d68d | https://app.nanonets.com/#/ocr/test/569ee93f-19d2-4d64-9584-e3e57a6d5cc9/edad186e-ed2f-11ee-8f58-221e535af36b |  | OFF ON OIL ALERT AC SW LAMP ON 4 200 300 20 BBBB CE ( é¢ ) 99T1 -Q25æ—¥ START OFF STARTER SW DC 12V 8.3A AC 230V G FUSE 230 V 50 Hz Ãœretim YÄ±lÄ± : 2020 Production year : 2020 aksa AKSA POWER AAP8000DE JENERATÃ–R
media_file=fifield%2Fattachments%2Fb0b534743414482c9addd247d3ca241e%2F266dd6a3-e1b6-40cc-96e8-5da5b7aafe14%2FTag_563200-19_9_1.jpg | 0 | https://nnts.imgix.net/uploadedfiles/569ee93f-19d2-4d64-9584-e3e57a6d5cc9/PredictionImages/06b6ad00-311a-49f0-8c8e-70b28e81ee35.jpeg?expires=1711738818&or=0&s=71f3dfa23b434d63d5062b12932c5dbd | https://app.nanonets.com/#/ocr/test/569ee93f-19d2-4d64-9584-e3e57a6d5cc9/eccd7b80-ed2f-11ee-9221-4aca75adb6cb |  | ( M ) 563200 UNHCR B CIRCUIT OIL ALERT BREAKER LAMP VOLT METER OFF ON ON V 200 300 100 9971 - V OFF ~ 1.5L CE GB / T7676-98 TART ENGINE SW DC 12V 8.3A AC- ON OFF BATTERY CHARGING ONLY ALECTRICITY ZASE FILE JE Jiulongpo No.99 Loncin mmmm De Hualong Motor STARTING District Co. , Road . Ltd , AFTER STOPPING Chongqing Jiulong , China , Industrial Park , |  | 563200
media_file=fifield%2Fattachments%2Fb0b534743414482c9addd247d3ca241e%2F266dd6a3-e1b6-40cc-96e8-5da5b7aafe14%2FTag.801113-0_9_16.jpg | 0 | https://nnts.imgix.net/uploadedfiles/569ee93f-19d2-4d64-9584-e3e57a6d5cc9/PredictionImages/872a3710-adc7-4f65-9570-5284aa135e06.jpeg?expires=1711738818&or=0&s=2eb8086fe7fa89dc3f00cbaa08f76de6 | https://app.nanonets.com/#/ocr/test/569ee93f-19d2-4d64-9584-e3e57a6d5cc9/ec36f6bd-ed2f-11ee-8b0c-161cfd66d21b |  | 801113 UNHCR AZHONGLING 6120U Genset Controller Alarm OK 1/2 Running KAIZHOU Generator Close C / O Close C / O Open Open Start FUEL METER Auto Test Menu Stop Man AUTO CONTROLLER POWE GENERATING EXCITATION CHARGEN TRANSPORTING BC CHUT DZ15-100 / 2901 G |  | 801113
media_file=fifield%2Fattachments%2Fb0b534743414482c9addd247d3ca241e%2F266dd6a3-e1b6-40cc-96e8-5da5b7aafe14%2FTag...708580-19_18_50.jpg | 0 | https://nnts.imgix.net/uploadedfiles/569ee93f-19d2-4d64-9584-e3e57a6d5cc9/PredictionImages/2e8777e2-1834-4eb0-b5c2-57b13e0732e5.jpeg?expires=1711738818&or=0&s=d13c377ed6fd8af0814f3bc06ca0583a | https://app.nanonets.com/#/ocr/test/569ee93f-19d2-4d64-9584-e3e57a6d5cc9/eb3c17d3-ed2f-11ee-8b05-161cfd66d21b |  | GENSET CONTROLLER 2 19 082 VOLT . ( V ) POWER ( KW ) 5 18 -Frequency ( Hz ) OFF ON D - Current ( A ) -Battery voltage ( V ) -Engine Temp . ( C ) D - Generator Temp . ( C ) Engine oil warning C - Auto protection indicator -Run on -Crank indicator SmartGen Model HGM501 START ACAUTION ATTENTION A SAFETY V 50 Check to st or leakage . A Please stop the A Please use at the w Keep the Generator A Please don't operate NO FIRE set working in the house to prevent from th ventilative place |  | 708580
media_file=fifield%2Fattachments%2Fb0b534743414482c9addd247d3ca241e%2F266dd6a3-e1b6-40cc-96e8-5da5b7aafe14%2FIMG20231207103357-21_32_44.jpg | 0 | https://nnts.imgix.net/uploadedfiles/569ee93f-19d2-4d64-9584-e3e57a6d5cc9/PredictionImages/d4b450ed-e094-444b-856a-d641df6a7ee0.jpeg?expires=1711738818&or=0&s=366eec2d07a5e8d734f948f2de188653 | https://app.nanonets.com/#/ocr/test/569ee93f-19d2-4d64-9584-e3e57a6d5cc9/e9d46fa9-ed2f-11ee-9230-4e69b49d15d5 |  | OFF ON OIL ALERT LAMP AC SW Holle ON 200 300 888.8 100 CE 99T1 -225âŠ¥ ä¼ æ—¥ START OFF DC 12V 8.3A AC 230V A LEHETL UCHEN B - 013 6:03 16 . FUSE 250 250 P44 P44 Î˜ Ãœretim YÄ±lÄ± : 2020 230 V 50 Hz CE Production year : 2029 aksa AKSA POWER JENERATÃ–R AAP8000DE
media_file=fifield%2Fattachments%2Fb0b534743414482c9addd247d3ca241e%2F266dd6a3-e1b6-40cc-96e8-5da5b7aafe14%2FCamp-3_2.2-22_27_33.jpeg | 0 | https://nnts.imgix.net/uploadedfiles/569ee93f-19d2-4d64-9584-e3e57a6d5cc9/PredictionImages/65d1dbaf-c359-4270-be62-dcca48d39fe8.jpeg?expires=1711738818&or=0&s=d08d50b5cb504e23aec35af449accec4 | https://app.nanonets.com/#/ocr/test/569ee93f-19d2-4d64-9584-e3e57a6d5cc9/e99c6dd3-ed2f-11ee-922e-4e69b49d15d5 | 1273 | Engine Run Time DSE 1232h 53m 1273 start ( s ) éœ„ KKKKK AUTO n U.K. 799980 | 1232h 53m | 799980 | 1232
media_file=fifield%2Fattachments%2Fb0b534743414482c9addd247d3ca241e%2F266dd6a3-e1b6-40cc-96e8-5da5b7aafe14%2FCamp-3_1.2-22_25_16.jpeg | 0 | https://nnts.imgix.net/uploadedfiles/569ee93f-19d2-4d64-9584-e3e57a6d5cc9/PredictionImages/1c36d69b-7910-4dfd-8722-4f9cb68420e1.jpeg?expires=1711738818&or=0&s=347be61a16ecef7468f110696b2b5746 | https://app.nanonets.com/#/ocr/test/569ee93f-19d2-4d64-9584-e3e57a6d5cc9/e9572431-ed2f-11ee-8af4-161cfd66d21b | 679 | Engine Run Time DSE 684h 16m 679 Start ( s ) T O AUTO â˜‘ I Made in U.K. 799979 | 684h 16m | 799979 | 684
media_file=fifield%2Fattachments%2Fb0b534743414482c9addd247d3ca241e%2F266dd6a3-e1b6-40cc-96e8-5da5b7aafe14%2FCamp_4_ext._02-22_32_45.jpeg | 0 | https://nnts.imgix.net/uploadedfiles/569ee93f-19d2-4d64-9584-e3e57a6d5cc9/PredictionImages/dd708445-779a-46d4-abad-a5bb18ff24bd.jpeg?expires=1711738818&or=0&s=359973363c3d17ba54b34c5b1c1affe7 | https://app.nanonets.com/#/ocr/test/569ee93f-19d2-4d64-9584-e3e57a6d5cc9/e9554ae5-ed2f-11ee-8af2-161cfd66d21b |  | DSE Deep Sea Electronics 2305h 16m | 2305h16m |  | 2305
media_file=fifield%2Fattachments%2Fb0b534743414482c9addd247d3ca241e%2F266dd6a3-e1b6-40cc-96e8-5da5b7aafe14%2FCamp_2W_2.2-22_22_33.jpeg | 0 | https://nnts.imgix.net/uploadedfiles/569ee93f-19d2-4d64-9584-e3e57a6d5cc9/PredictionImages/1cbb66bb-8208-49fc-bfae-c2d8cab4f16e.jpeg?expires=1711738818&or=0&s=5fc4a92d4f7f989711e716a4df7ad701 | https://app.nanonets.com/#/ocr/test/569ee93f-19d2-4d64-9584-e3e57a6d5cc9/e871a922-ed2f-11ee-9225-4e69b49d15d5 | 676 | Engine Run Time DSE 561h 55m 676 Start ( s ) AUTO Made in U.K. | 561h 55m | 799976 | 561
media_file=fifield%2Fattachments%2Fb0b534743414482c9addd247d3ca241e%2F266dd6a3-e1b6-40cc-96e8-5da5b7aafe14%2FCamp_2W_1.2-22_24_1.jpeg | 0 | https://nnts.imgix.net/uploadedfiles/569ee93f-19d2-4d64-9584-e3e57a6d5cc9/PredictionImages/1f49aeff-febf-450d-9512-5513c746da4b.jpeg?expires=1711738818&or=0&s=282285a4c016e585161ed40019895830 | https://app.nanonets.com/#/ocr/test/569ee93f-19d2-4d64-9584-e3e57a6d5cc9/e64d3f0f-ed2f-11ee-8ad8-161cfd66d21b | 638 | Engine Run Time DSE 655h 54m 638 start ( s ) å†’ O AUTO Made in U.K. | 655h 54m | 799975 | 655
media_file=fifield%2Fattachments%2Fb0b534743414482c9addd247d3ca241e%2F266dd6a3-e1b6-40cc-96e8-5da5b7aafe14%2FCamp_2E_2.2-22_17_12.jpeg | 0 | https://nnts.imgix.net/uploadedfiles/569ee93f-19d2-4d64-9584-e3e57a6d5cc9/PredictionImages/eb27becf-faec-4396-ad1d-1cd701c20b59.jpeg?expires=1711738818&or=0&s=c85d81bab2db75f44dcfe4a013be5c3d | https://app.nanonets.com/#/ocr/test/569ee93f-19d2-4d64-9584-e3e57a6d5cc9/e5c97b52-ed2f-11ee-8f0e-221e535af36b | 518 | Engine Run Time 4869 69 # 518 Start ( s ) | 593h |  | 593
media_file=fifield%2Fattachments%2Fb0b534743414482c9addd247d3ca241e%2F266dd6a3-e1b6-40cc-96e8-5da5b7aafe14%2FCamp_2E_1.2-22_14_31.jpeg | 0 | https://nnts.imgix.net/uploadedfiles/569ee93f-19d2-4d64-9584-e3e57a6d5cc9/PredictionImages/f57ed468-7e81-483a-ace2-1f524b830b67.jpeg?expires=1711738818&or=0&s=5858bc70647342f81ddde12d69df979d | https://app.nanonets.com/#/ocr/test/569ee93f-19d2-4d64-9584-e3e57a6d5cc9/e52f10d3-ed2f-11ee-91e0-4aca75adb6cb | 437 | Engine Run Time DSE 507h 9m 437 Start ( s ) O AUTO Made in IIK | 507h 9m |  | 507
media_file=fifield%2Fattachments%2Fb0b534743414482c9addd247d3ca241e%2F266dd6a3-e1b6-40cc-96e8-5da5b7aafe14%2FBSCIC_1.2-22_28_58.jpeg | 0 | https://nnts.imgix.net/uploadedfiles/569ee93f-19d2-4d64-9584-e3e57a6d5cc9/PredictionImages/6edd002c-c3c0-4742-be7b-44806f964e38.jpeg?expires=1711738818&or=0&s=dd5e249b4c412cae10f88d3071f87618 | https://app.nanonets.com/#/ocr/test/569ee93f-19d2-4d64-9584-e3e57a6d5cc9/e525c60a-ed2f-11ee-91dc-4aca75adb6cb | 966 | Engine Run Time 470h 56m 966 Start ( s ) | 470h 56m |  | 470
media_file=fifield%2Fattachments%2Fb0b534743414482c9addd247d3ca241e%2F266dd6a3-e1b6-40cc-96e8-5da5b7aafe14%2F20231228_105811-23_11_39.jpg | 0 | https://nnts.imgix.net/uploadedfiles/569ee93f-19d2-4d64-9584-e3e57a6d5cc9/PredictionImages/565d5373-aba0-4421-b53b-604123a7f325.jpeg?expires=1711738818&or=0&s=b0d7ec0d98ab56d188601b4847633de2 | https://app.nanonets.com/#/ocr/test/569ee93f-19d2-4d64-9584-e3e57a6d5cc9/e4085516-ed2f-11ee-8f05-221e535af36b |  | GENSET CONTROLLER 708696 888 888 FUSE VOLT . ( V ) POWER ( KW ) 988 FUNC Î” V OFF ON 000000 - Frequency ( Hz ) Current ( A ) - Battery voltage ( V ) - Run time ( H ) Engine Temp . ( t ) Generator Temp . ( C ) warning Engine oil 000 - - Auto protection - -Run on indicator - - Crank indicator SmartGen Model HGM501 START |  | 708696
media_file=fifield%2Fattachments%2Fb0b534743414482c9addd247d3ca241e%2F266dd6a3-e1b6-40cc-96e8-5da5b7aafe14%2F20231221_150544-22_40_8.jpg | 0 | https://nnts.imgix.net/uploadedfiles/569ee93f-19d2-4d64-9584-e3e57a6d5cc9/PredictionImages/b252f4d5-dce0-4f1a-9479-7de374f7c6da.jpeg?expires=1711738818&or=0&s=b6489160a59a05160194cfb1c836bb6a | https://app.nanonets.com/#/ocr/test/569ee93f-19d2-4d64-9584-e3e57a6d5cc9/e29a4d7b-ed2f-11ee-8eff-221e535af36b |  | DSE Deep Sea Electronics O AUTO + Made in U.K. 801064 UNHCR B |  | 801064
media_file=fifield%2Fattachments%2Fb0b534743414482c9addd247d3ca241e%2F266dd6a3-e1b6-40cc-96e8-5da5b7aafe14%2F20231221_150347-22_31_24.jpg | 0 | https://nnts.imgix.net/uploadedfiles/569ee93f-19d2-4d64-9584-e3e57a6d5cc9/PredictionImages/4dd94606-814b-451d-9cdd-ea465164c893.jpeg?expires=1711738818&or=0&s=1f6f3fd528b57aa7dc7ca957cd1f51a2 | https://app.nanonets.com/#/ocr/test/569ee93f-19d2-4d64-9584-e3e57a6d5cc9/e1c6ec05-ed2f-11ee-9203-4e69b49d15d5 |  | 738h 24 O | 738h24m |  | 738
media_file=fifield%2Fattachments%2Fb0b534743414482c9addd247d3ca241e%2F266dd6a3-e1b6-40cc-96e8-5da5b7aafe14%2F20231212_155750-23_39_30.jpg | 0 | https://nnts.imgix.net/uploadedfiles/569ee93f-19d2-4d64-9584-e3e57a6d5cc9/PredictionImages/78e7c173-6e76-4593-848f-ea79716d5679.jpeg?expires=1711738818&or=0&s=5fd9d270e8a4f61f8c1e42714aca0388 | https://app.nanonets.com/#/ocr/test/569ee93f-19d2-4d64-9584-e3e57a6d5cc9/e0a45bc7-ed2f-11ee-aaab-52f8dd295e24 | 281 | DSE 86 Engine Run Time 28h 55m 281 Start ( s ) | 28h 55m |  | 28
media_file=fifield%2Fattachments%2Fb0b534743414482c9addd247d3ca241e%2F266dd6a3-e1b6-40cc-96e8-5da5b7aafe14%2F20231212_155702-22_57_5.jpg | 0 | https://nnts.imgix.net/uploadedfiles/569ee93f-19d2-4d64-9584-e3e57a6d5cc9/PredictionImages/7b0dad40-e2e9-408d-a0ac-6b3bb80f3777.jpeg?expires=1711738818&or=0&s=7351f35987c20822bbd4bb438363fd45 | https://app.nanonets.com/#/ocr/test/569ee93f-19d2-4d64-9584-e3e57a6d5cc9/e09d0c6f-ed2f-11ee-8ee0-221e535af36b |  | p Sea Electronics 1579th 29m | 1579h29m |  | 1579
media_file=fifield%2Fattachments%2Fb0b534743414482c9addd247d3ca241e%2F266dd6a3-e1b6-40cc-96e8-5da5b7aafe14%2F20231212_155619-23_37_44.jpg | 0 | https://nnts.imgix.net/uploadedfiles/569ee93f-19d2-4d64-9584-e3e57a6d5cc9/PredictionImages/6f51a269-6ddf-4b5d-8b63-3832b9c83c62.jpeg?expires=1711738818&or=0&s=5b9bc7fbac7e585b5fd3b96f00a337be | https://app.nanonets.com/#/ocr/test/569ee93f-19d2-4d64-9584-e3e57a6d5cc9/e03698d1-ed2f-11ee-8aa6-161cfd66d21b |  | DEEP SEA ELECTRONICS DSF KII DSE Swit E O AUTO
media_file=fifield%2Fattachments%2Fb0b534743414482c9addd247d3ca241e%2F266dd6a3-e1b6-40cc-96e8-5da5b7aafe14%2F20231212_155458-23_29_33.jpg | 0 | https://nnts.imgix.net/uploadedfiles/569ee93f-19d2-4d64-9584-e3e57a6d5cc9/PredictionImages/3bc95f89-64de-42a6-b3ea-cfa19e11467c.jpeg?expires=1711738818&or=0&s=3a6f9ca8a548d4ef5d82b1ece133cf96 | https://app.nanonets.com/#/ocr/test/569ee93f-19d2-4d64-9584-e3e57a6d5cc9/dcd5c3d9-ed2f-11ee-aa8a-52f8dd295e24 | 1606 | DSE DEEP SEA ELECTRONICS DSE 8610 MKII Engine Run Time 892h 31m 1606 Start ( s ) | 892h 31m |  | 892
media_file=fifield%2Fattachments%2Fb0b534743414482c9addd247d3ca241e%2F266dd6a3-e1b6-40cc-96e8-5da5b7aafe14%2F20231210_162417-23_21_35.jpg | 0 | https://nnts.imgix.net/uploadedfiles/569ee93f-19d2-4d64-9584-e3e57a6d5cc9/PredictionImages/5de490ee-a087-4487-9806-a8b6bb1c405c.jpeg?expires=1711738818&or=0&s=3440fbed8cb0a14d4b0122560f80620d | https://app.nanonets.com/#/ocr/test/569ee93f-19d2-4d64-9584-e3e57a6d5cc9/dcb2e0f3-ed2f-11ee-8a92-161cfd66d21b |  | DEEP SEA ELECTRONICS DSE 7120 MKII Remote Start Input Common Alarm
media_file=fifield%2Fattachments%2Fb0b534743414482c9addd247d3ca241e%2F266dd6a3-e1b6-40cc-96e8-5da5b7aafe14%2F20231210_162051-23_26_4.jpg | 0 | https://nnts.imgix.net/uploadedfiles/569ee93f-19d2-4d64-9584-e3e57a6d5cc9/PredictionImages/a7a46243-bf17-4912-aaae-5a836b91f8de.jpeg?expires=1711738818&or=0&s=72e5be1d9ab6a4999e3b66cea4754950 | https://app.nanonets.com/#/ocr/test/569ee93f-19d2-4d64-9584-e3e57a6d5cc9/dc79fdf7-ed2f-11ee-8eb7-221e535af36b |  | INITIALS DEEP SEA ELECTRONICS DSE 7120 MKII Remote Start Input C Common Alarm éœ„ 2 O AUTO
media_file=fifield%2Fattachments%2Fb0b534743414482c9addd247d3ca241e%2F266dd6a3-e1b6-40cc-96e8-5da5b7aafe14%2F20231210_161931-0_13_1.jpg | 0 | https://nnts.imgix.net/uploadedfiles/569ee93f-19d2-4d64-9584-e3e57a6d5cc9/PredictionImages/27d8ad61-fc45-4885-aa74-512a054c4f12.jpeg?expires=1711738818&or=0&s=1327d85214f86b15a640a89885c78b6e | https://app.nanonets.com/#/ocr/test/569ee93f-19d2-4d64-9584-e3e57a6d5cc9/dbb664a1-ed2f-11ee-91a6-4aca75adb6cb |  | 801114 UNHCR B A ZHONGLING 6120U Genset Controller Alarm A Running OK 1/2 KAIZHOU Generator Mains Close C / O Load C / O Close Open Open Man Auto Test Menu Start FUEL METER Stop on load m AUTO I CONTROLLER |  | 801114
media_file=fifield%2Fattachments%2Fb0b534743414482c9addd247d3ca241e%2F266dd6a3-e1b6-40cc-96e8-5da5b7aafe14%2F20231210_161850-0_3_28.jpg | 0 | https://nnts.imgix.net/uploadedfiles/569ee93f-19d2-4d64-9584-e3e57a6d5cc9/PredictionImages/9bff74b9-8736-4dc2-9ecf-2e53dd18ccdb.jpeg?expires=1711738818&or=0&s=b1411febefd2bd566a919f60e0b556c6 | https://app.nanonets.com/#/ocr/test/569ee93f-19d2-4d64-9584-e3e57a6d5cc9/da059710-ed2f-11ee-919b-4aca75adb6cb |  | UNHCR B A ZHONGLING 6120U Genset Controller Alarm A OK 1/2 à­¦à­¦à­§ Running 0 5 KAIZHOU Generator Close C / O Load CIO Close Open Open FUEL METER Auto Test load Menu Start Stop Man on mm JULD ( AUTO |  | 801112
media_file=fifield%2Fattachments%2Fb0b534743414482c9addd247d3ca241e%2F55c5e8a0-6c68-45e6-b6db-af5207bdbc87%2FPHOTO-2023-12-19-15-40-02-12_3_10.jpg | 0 | https://nnts.imgix.net/uploadedfiles/569ee93f-19d2-4d64-9584-e3e57a6d5cc9/PredictionImages/1d55eb40-eb8a-4d8d-8758-d00ce44a06ce.jpeg?expires=1711738818&or=0&s=7709917af1bd5a232ce91655a199505b | https://app.nanonets.com/#/ocr/test/569ee93f-19d2-4d64-9584-e3e57a6d5cc9/d8933f9b-ed2f-11ee-8ead-221e535af36b |  | DSE Deep Sea Electronics 2647h 11 H 54m A O AUTO Stop Auto Start ERGENC | 2647h |  | 2647
media_file=fifield%2Fattachments%2Fb0b534743414482c9addd247d3ca241e%2F55c5e8a0-6c68-45e6-b6db-af5207bdbc87%2FIMG_3421-11_55_53.jpg | 0 | https://nnts.imgix.net/uploadedfiles/569ee93f-19d2-4d64-9584-e3e57a6d5cc9/PredictionImages/7681cdf0-39b1-46be-abe6-a02cf3ebadd2.jpeg?expires=1711738818&or=0&s=663e813dcaa4f7203cf3e818676b0d5c | https://app.nanonets.com/#/ocr/test/569ee93f-19d2-4d64-9584-e3e57a6d5cc9/d8274bae-ed2f-11ee-8a74-161cfd66d21b | 2464 | wbroadcrown BC 7210 Engine Run . Time Remote Sta 18089h 20m Ready To L 2464 Start ( s ) Common Ala Gen Not in A | 18089h 20m |  | 18089
media_file=fifield%2Fattachments%2Fb0b534743414482c9addd247d3ca241e%2F48ddd812-3107-43fa-bd76-c42b445e032f%2FIMG-20231212-WA0020-11_42_4.jpg | 0 | https://nnts.imgix.net/uploadedfiles/569ee93f-19d2-4d64-9584-e3e57a6d5cc9/PredictionImages/898f30a3-4da4-4f78-b8f5-1b46e9e124d5.jpeg?expires=1711738818&or=0&s=7c2fae8d78d40fddcbdebd0e82dda437 | https://app.nanonets.com/#/ocr/test/569ee93f-19d2-4d64-9584-e3e57a6d5cc9/d78cd6b3-ed2f-11ee-8ea3-221e535af36b | 291 | LIXISE Starts 29 RunHours 63:05:33 Energy 509.3kWH 2123-12-03 ( 5 ) 20:03:19 STOP MAN PANO START | 669 |  | 669
media_file=fifield%2Fattachments%2Fb0b534743414482c9addd247d3ca241e%2F48ddd812-3107-43fa-bd76-c42b445e032f%2FIMG-20231208-WA0029-11_31_6.jpg | 0 | https://nnts.imgix.net/uploadedfiles/569ee93f-19d2-4d64-9584-e3e57a6d5cc9/PredictionImages/65d1c78a-e569-4ddc-a628-d10df5aa32e7.jpeg?expires=1711738818&or=0&s=c04c42abd9e8d2c240e258f1e81d44d1 | https://app.nanonets.com/#/ocr/test/569ee93f-19d2-4d64-9584-e3e57a6d5cc9/d6316089-ed2f-11ee-8a68-161cfd66d21b | 913 | Starts 913 A RunHours 1642 : 49 : 24 Energy 3180.8kWH 1970-01-01 ( 4 ) 00:00:17 STOP MAN AUTO START SET AUTO | 1642 |  | 1642
media_file=fifield%2Fattachments%2Fb0b534743414482c9addd247d3ca241e%2F46a16f00-b137-4884-8f89-1f947dac95b9%2Fpower_screen_Irbid_office-19_47_19.jpg | 0 | https://nnts.imgix.net/uploadedfiles/569ee93f-19d2-4d64-9584-e3e57a6d5cc9/PredictionImages/1d5d3b37-4276-4dad-8bd2-35d9cd198f91.jpeg?expires=1711738818&or=0&s=e2d6615bac98e4d172d35f29ff8df065 | https://app.nanonets.com/#/ocr/test/569ee93f-19d2-4d64-9584-e3e57a6d5cc9/d5366659-ed2f-11ee-8a52-161cfd66d21b |  | Alternator Dala Help C OK
media_file=fifield%2Fattachments%2Fb0b534743414482c9addd247d3ca241e%2F46a16f00-b137-4884-8f89-1f947dac95b9%2Fpower_screen_garden_camp-19_48_25.jpg | 0 | https://nnts.imgix.net/uploadedfiles/569ee93f-19d2-4d64-9584-e3e57a6d5cc9/PredictionImages/a439f416-24f1-4c25-9760-d0cf6981ce7d.jpeg?expires=1711738818&or=0&s=5ab4eb5619639c9219da5716f35fb3bd | https://app.nanonets.com/#/ocr/test/569ee93f-19d2-4d64-9584-e3e57a6d5cc9/d4c28c59-ed2f-11ee-9183-4aca75adb6cb |  | Genset Running Remote Start Off Not in Auto Genset Data ( Alt Voltage Shutdown Total KVA KVA Rating 110.0kVA Warning Reset Line Freq 0.00Hz Eng Hrs 107.72hrs Manual Start Auto D C OK A Stop PowerCommand 0000-8164-05 | 107.72hrs |  | 107.72
media_file=fifield%2Fattachments%2Fb0b534743414482c9addd247d3ca241e%2F45afa99b-ba60-4b04-a14e-ea40f67be758%2F20231220_IRNES_Panel-14_34_2.jpg | 0 | https://nnts.imgix.net/uploadedfiles/569ee93f-19d2-4d64-9584-e3e57a6d5cc9/PredictionImages/52fa76bd-b227-4d9a-9b94-4c7f7c15694c.jpeg?expires=1711738818&or=0&s=a0da7ea901fef861ff23cbf7d0135453 | https://app.nanonets.com/#/ocr/test/569ee93f-19d2-4d64-9584-e3e57a6d5cc9/d47729d3-ed2f-11ee-8e9a-221e535af36b |  | EN AMF 3.4L KO EN - KO ELECTRONIC 20 / 12 / 23 - Wednesday CONTROL SYSTEMS 14:16:14 ESC MENU â˜‘ ENGINE HAS STOPPED MAN AUTO TEST OFF 597479 UNHCR |  | 597479
media_file=fifield%2Fattachments%2Fb0b534743414482c9addd247d3ca241e%2F42a7dd3f-5c00-4cfe-ae72-459092c9f06b%2FIMG_20240229_092111-11_4_6.jpg | 0 | https://nnts.imgix.net/uploadedfiles/569ee93f-19d2-4d64-9584-e3e57a6d5cc9/PredictionImages/174e65ac-14ec-4279-8902-a53413ec7557.jpeg?expires=1711738818&or=0&s=57e4e99081c7835b0f0a0fb26e025f39 | https://app.nanonets.com/#/ocr/test/569ee93f-19d2-4d64-9584-e3e57a6d5cc9/d41dec52-ed2f-11ee-aa4b-52f8dd295e24 |  | SIGHT ENCY PAT
media_file=fifield%2Fattachments%2Fb0b534743414482c9addd247d3ca241e%2F42a7dd3f-5c00-4cfe-ae72-459092c9f06b%2F864550_IMG_20240229_091834-11_9_51.jpg | 0 | https://nnts.imgix.net/uploadedfiles/569ee93f-19d2-4d64-9584-e3e57a6d5cc9/PredictionImages/79fc5081-a2dd-4691-9ad7-d501ac8df61c.jpeg?expires=1711738818&or=0&s=5f396264e84b74e1402eef024df617c3 | https://app.nanonets.com/#/ocr/test/569ee93f-19d2-4d64-9584-e3e57a6d5cc9/cffa2435-ed2f-11ee-916b-4aca75adb6cb |  | UNHCR DEEP SEA ELECTRONICS MKII DSE DSE 8610 Remote Start On Load Common Alarm High Coolant Temp Low Oil Pressure åº· 2 AUTO |  | 864550
media_file=fifield%2Fattachments%2Fb0b534743414482c9addd247d3ca241e%2F36ba9e3d-dd1f-40af-aba8-7430c4b7cc9a%2FIMG_3627-11_1_25.jpeg | 0 | https://nnts.imgix.net/uploadedfiles/569ee93f-19d2-4d64-9584-e3e57a6d5cc9/PredictionImages/1ba66b19-bdde-43ce-96e4-7bb42ab6d3cc.jpeg?expires=1711738818&or=0&s=e7af099a07f584267366bf5388e76872 | https://app.nanonets.com/#/ocr/test/569ee93f-19d2-4d64-9584-e3e57a6d5cc9/cff801e0-ed2f-11ee-aa23-52f8dd295e24 |  | 833011 XJ0131740 UNHCR B CAT 2 H 20m 0 H + O TAUTO Stop Auto Start CUSTOMER SERVICE CD CATERPILLAR | 2h 20m | 833011 | 2
media_file=fifield%2Fattachments%2Fb0b534743414482c9addd247d3ca241e%2F42a7dd3f-5c00-4cfe-ae72-459092c9f06b%2F775571_IMG_20240229_092348-11_12_24.jpg | 0 | https://nnts.imgix.net/uploadedfiles/569ee93f-19d2-4d64-9584-e3e57a6d5cc9/PredictionImages/66bc8a95-12eb-4881-8b8a-b8f644ce394b.jpeg?expires=1711738818&or=0&s=55c7056140dd73af3516b9d29a406154 | https://app.nanonets.com/#/ocr/test/569ee93f-19d2-4d64-9584-e3e57a6d5cc9/cff4b3eb-ed2f-11ee-8a2e-161cfd66d21b |  | DSE DEEP SEA ELECTRONICS DSE 7320 MKII 775571 KKKN 2 O AUTO PUSH AWARNING Ù† AU PLS KEEP AWAY FROM THE AUTOMATIC AUTO GENERTOR BECAUSE IT MAY BE STARTED AT ANY TIME . NW - 2019-07 Oil Heater Water Heater POWER ON LAMP POWER ON OFF ON OFF |  | 775571
media_file=fifield%2Fattachments%2Fb0b534743414482c9addd247d3ca241e%2F34dd9a7b-3acb-4817-ac95-7018e6050549%2Fphoto_2023-12-20_10-31-11-10_32_22.jpg | 0 | https://nnts.imgix.net/uploadedfiles/569ee93f-19d2-4d64-9584-e3e57a6d5cc9/PredictionImages/e502391f-6d0d-4e96-b410-dcaef40ca075.jpeg?expires=1711738818&or=0&s=6f1b72450856963f49c5c0b073c92b1b | https://app.nanonets.com/#/ocr/test/569ee93f-19d2-4d64-9584-e3e57a6d5cc9/cf8b2f79-ed2f-11ee-8a29-161cfd66d21b |  | Standby Alarm L1-2 0.0 v SPD RPM L2-3 0.0 v OPL 0 ÐšÑ€Ð° O Warning L3-1 0.0 HT 20 Running LOADâ“‡ BAT 13.8V ESC 1972-11-18 19:14:49 Saturday è²« 9 OOOO C / O C / O Stop Man â€¢ Test Auto â— Mute Start m AUTO I CONTROLLER
media_file=fifield%2Fattachments%2Fb0b534743414482c9addd247d3ca241e%2F23cddbbe-ea8a-407c-ab89-9095ab954a5f%2FIMG_0133-10_33_55.jpeg | 0 | https://nnts.imgix.net/uploadedfiles/569ee93f-19d2-4d64-9584-e3e57a6d5cc9/PredictionImages/be05d4e4-f0b4-4ae9-a37f-5a9cfaa25c01.jpeg?expires=1711738818&or=0&s=efe31fdf3546e5ed3761d89d88e06bb2 | https://app.nanonets.com/#/ocr/test/569ee93f-19d2-4d64-9584-e3e57a6d5cc9/cf326196-ed2f-11ee-8e69-221e535af36b |  | DEEP SEA ELECTRONICS DSE 7110 MKII OSE LIN 233 v QLIN L2N 231 v L3N 235 y ENCY E STOP O AUTO 751783 UNHCR DIESEL GENERATOR SET UNIQUE QUALITY , RELIABILITY Maintenance Time table of Diesel Generating Set Content Every Every Every Every air Day Clearage 4 4 4 4 Level of engine of 4 V 4 Crankcie Brow 4 4 Rimes in maine ar 18000 |  | 751783
media_file=fifield%2Fattachments%2Fb0b534743414482c9addd247d3ca241e%2F266dd6a3-e1b6-40cc-96e8-5da5b7aafe14%2FWhatsApp_Image_2023-12-28_at_11.00.40_b1b913e8-23_49_29.jpg | 0 | https://nnts.imgix.net/uploadedfiles/569ee93f-19d2-4d64-9584-e3e57a6d5cc9/PredictionImages/9e4acd7b-184a-4ec5-af5a-a83a76e6749a.jpeg?expires=1711738818&or=0&s=ae1a7e96c16820b0dcfaf78a26fd24ae | https://app.nanonets.com/#/ocr/test/569ee93f-19d2-4d64-9584-e3e57a6d5cc9/99689936-ed2f-11ee-8869-161cfd66d21b |  | DSE AUTO D Made in U.K. A UYARIWARNING WARNING High Voltage aksa POWER GENERATION ACTIVE POWER DIESEL 28 Dec 2023 , 10:51
media_file=fifield%2Fattachments%2Fb0b534743414482c9addd247d3ca241e%2F266dd6a3-e1b6-40cc-96e8-5da5b7aafe14%2FWhatsApp_Image_2023-12-28_at_10.59.59_9622d0cc-23_47_44.jpg | 0 | https://nnts.imgix.net/uploadedfiles/569ee93f-19d2-4d64-9584-e3e57a6d5cc9/PredictionImages/5e1f0d4a-ecee-4d3a-90fe-c844b5fdd351.jpeg?expires=1711738818&or=0&s=61931b1c7374b3b7bc3ec3d9d6ef6f92 | https://app.nanonets.com/#/ocr/test/569ee93f-19d2-4d64-9584-e3e57a6d5cc9/989c185d-ed2f-11ee-8ff4-4aca75adb6cb |  | DSE AUTO Made in U.K. AUYARI / WARNING WARNING BARCINIC SHOCK HAZARD High Voltage aksa GENERATION ACTIVE POWER DIESEL 28 Dec 2023 , 10:53
media_file=fifield%2Fattachments%2Fb0b534743414482c9addd247d3ca241e%2F266dd6a3-e1b6-40cc-96e8-5da5b7aafe14%2FWhatsApp_Image_2023-12-28_at_10.01.01_a70c7d92-23_53_0.jpg | 0 | https://nnts.imgix.net/uploadedfiles/569ee93f-19d2-4d64-9584-e3e57a6d5cc9/PredictionImages/9dbef0b1-053e-43b3-850b-6569f1e17f95.jpeg?expires=1711738818&or=0&s=80f487fdadcb2474207160e8737bfcc1 | https://app.nanonets.com/#/ocr/test/569ee93f-19d2-4d64-9584-e3e57a6d5cc9/972accaa-ed2f-11ee-8ff3-4aca75adb6cb |  | DSE I AUTO Made in U.K. 766822 |  | 766822
media_file=fifield%2Fattachments%2Fb0b534743414482c9addd247d3ca241e%2Fc1dad181-a258-469a-a1f5-4553ce0989f0%2FWhatsApp_Image_2024-02-28_at_1.46.12_PM-9_26_44.jpeg | 0 | https://nnts.imgix.net/uploadedfiles/569ee93f-19d2-4d64-9584-e3e57a6d5cc9/PredictionImages/6e8c3d4e-b2d9-4443-b7f5-942f0d31e11a.jpeg?expires=1711738818&or=0&s=39f1c1eb7d2b045710bf500103980ff6 | https://app.nanonets.com/#/ocr/test/569ee93f-19d2-4d64-9584-e3e57a6d5cc9/963ef767-ed2f-11ee-8cba-221e535af36b |  | Genset Running ( ) Remote Start Not in Auto Shutdown : Waming 1 $ 480V AC ns Power Generation |  |  | 1
media_file=fifield%2Fattachments%2Fb0b534743414482c9addd247d3ca241e%2Fbf9ccf96-7521-4bad-96ee-1bc43e32e495%2FControl_Panel_IRNKM-9_41_59.JPG | 0 | https://nnts.imgix.net/uploadedfiles/569ee93f-19d2-4d64-9584-e3e57a6d5cc9/PredictionImages/ab54649c-007d-4078-99e2-07284ed74db8.jpeg?expires=1711738818&or=0&s=591283df87ce24217933f0ac1a9eb58c | https://app.nanonets.com/#/ocr/test/569ee93f-19d2-4d64-9584-e3e57a6d5cc9/951447cd-ed2f-11ee-8fe6-4aca75adb6cb |  | DEIF Gen - Set Controller GC - 1F AMF 41 Od Oh Load Transfer Power Alarm Y2 Od Oh Low water level L Run hours 210h ESC AUT TEST O MAN | 210h |  | 210
media_file=fifield%2Fattachments%2Fb0b534743414482c9addd247d3ca241e%2Fb7a2e975-e244-46cf-8926-180bb2d31249%2FPXL_20231211_100957971-17_29_43.jpg | 0 | https://nnts.imgix.net/uploadedfiles/569ee93f-19d2-4d64-9584-e3e57a6d5cc9/PredictionImages/31272d60-7fee-4ce0-b89b-04212c09b5a0.jpeg?expires=1711738818&or=0&s=7b490f59938ac822756ff8bad860724a | https://app.nanonets.com/#/ocr/test/569ee93f-19d2-4d64-9584-e3e57a6d5cc9/946e57aa-ed2f-11ee-8ca4-221e535af36b |  | DSE DEEP SEA ELECTRONICS DSE 7320 MKII On Load L - N 232 V 109 A L - L 403 V 50.0 Hz -74 kW -0.97 Ld 1 KKKKK AUTO
media_file=fifield%2Fattachments%2Fb0b534743414482c9addd247d3ca241e%2Fb7a2e975-e244-46cf-8926-180bb2d31249%2FPXL_20231211_100518317-17_3_9.jpg | 0 | https://nnts.imgix.net/uploadedfiles/569ee93f-19d2-4d64-9584-e3e57a6d5cc9/PredictionImages/35d7ea40-6b4f-4634-8892-79a688150c65.jpeg?expires=1711738818&or=0&s=198a59c882e574eb67fd8bda6832ebc1 | https://app.nanonets.com/#/ocr/test/569ee93f-19d2-4d64-9584-e3e57a6d5cc9/9351844a-ed2f-11ee-87f9-161cfd66d21b |  | UNHCR B CATÂ® ACK RESET EVENT LOG 0 kPa 43 Â° C 12.8 V 0 rpm 386.4 hrs STOPPED RUN AUTO STOP @@@ AC ENGINE MAIN MENU OK EMCP 4.1 | 386.4 | 561750 | 386.4
media_file=fifield%2Fattachments%2Fb0b534743414482c9addd247d3ca241e%2Fb7a2e975-e244-46cf-8926-180bb2d31249%2FPXL_20231211_065948324-16_59_40.jpg | 0 | https://nnts.imgix.net/uploadedfiles/569ee93f-19d2-4d64-9584-e3e57a6d5cc9/PredictionImages/38c1827d-0350-468a-9fea-3919f352bd52.jpeg?expires=1711738818&or=0&s=91203851085a0a935ea390591e280449 | https://app.nanonets.com/#/ocr/test/569ee93f-19d2-4d64-9584-e3e57a6d5cc9/92bda614-ed2f-11ee-87f8-161cfd66d21b |  | UNHCR CAT ACK RESET EVENT LOG H / W 4509596-00 CAT S / N : 0878E045TY RUN AUTO STOP ×“×™ AC ENGINE MAIN MENU OK EMCP 4.1 |  | 561749
media_file=fifield%2Fattachments%2Fb0b534743414482c9addd247d3ca241e%2Fb7a2e975-e244-46cf-8926-180bb2d31249%2FPXL_20231211_065822561-17_40_58.jpg | 0 | https://nnts.imgix.net/uploadedfiles/569ee93f-19d2-4d64-9584-e3e57a6d5cc9/PredictionImages/7dcd818a-27f0-4b51-a486-91d2cdd5368a.jpeg?expires=1711738818&or=0&s=2252810dbcfaf9346868021f98c116bb | https://app.nanonets.com/#/ocr/test/569ee93f-19d2-4d64-9584-e3e57a6d5cc9/90c6fcd3-ed2f-11ee-87eb-161cfd66d21b |  | DANGER THIS MACHINE IS REMOTELY CONTROLLED AND MAY START WITHOUT WARNING About Variant 6120 DSE Application V2.4.1 USB ID 6C283799EF C B AUTO Made in U.K. 749004 UNHCR |  | 749004
media_file=fifield%2Fattachments%2Fb0b534743414482c9addd247d3ca241e%2Fb7a2e975-e244-46cf-8926-180bb2d31249%2FIMG-20231211-WA0022-17_19_57.jpg | 0 | https://nnts.imgix.net/uploadedfiles/569ee93f-19d2-4d64-9584-e3e57a6d5cc9/PredictionImages/66e3c446-c0c3-4379-88c1-3e3bb43925f2.jpeg?expires=1711738818&or=0&s=557b675d145c91fae4db58792d7974e9 | https://app.nanonets.com/#/ocr/test/569ee93f-19d2-4d64-9584-e3e57a6d5cc9/90197498-ed2f-11ee-8c8d-221e535af36b |  | DSE Deep Sea Electronics 1724h 28m O AUTO ¦ Stop Auto Start Emergency Button | 1724h 28m |  | 1724
media_file=fifield%2Fattachments%2Fb0b534743414482c9addd247d3ca241e%2Fafdd06db-404e-4c71-814b-6070dd8d6221%2FControl_Screen-9_30_45.jpeg | 0 | https://nnts.imgix.net/uploadedfiles/569ee93f-19d2-4d64-9584-e3e57a6d5cc9/PredictionImages/a0c539fd-cb03-4807-b0f8-19c7dab7691f.jpeg?expires=1711738818&or=0&s=5f36def80b981beb7bddda97f2f5ca8d | https://app.nanonets.com/#/ocr/test/569ee93f-19d2-4d64-9584-e3e57a6d5cc9/8fd8b6d0-ed2f-11ee-9071-4e69b49d15d5 |  | SVF SERVICIO TECNICO - MANTENIMIENTO - REPUESTOS Quito : Av . Eloy Alfare entre Arupes y Aceitunas Telfs : 248 1377-2481378 Danko FIAT InteliLite NT AMF 20 ComAp â–· OFF MAN UT TEST Mode Mode Start 776486 Listo Operked O + O O + O 1 PE 0.00 Horn Fault Stop RPM reset reset Sin Time 0 Page Peligro Alto Voltaje Enter 1/0 1/0 A012 Light Switch EMERGENCE Alam Indication Power Switch ATENCIÃ“N No manipule el se Galaxy S20 FE generador cuando ponga en marcha 7 de diciembre de 2023 4:09 p.m. |  | 776486
media_file=fifield%2Fattachments%2Fb0b534743414482c9addd247d3ca241e%2Fabaf729e-e4ba-4a8f-ac23-c175d239b05e%2FWhatsApp_Image_2023-12-19_at_08.43.21-13_31_23.jpeg | 0 | https://nnts.imgix.net/uploadedfiles/569ee93f-19d2-4d64-9584-e3e57a6d5cc9/PredictionImages/6ca240e4-b9a9-4402-95a9-75fbeffbe368.jpeg?expires=1711738818&or=0&s=364cc50e32e33cdfe468d582fe3093a1 | https://app.nanonets.com/#/ocr/test/569ee93f-19d2-4d64-9584-e3e57a6d5cc9/8e2dde0e-ed2f-11ee-8c73-221e535af36b |  | CAT 00 CA Î” A ACK RESET EVENT LOG RUN AUTO STOP AC ENGINE MAIN MENU OK EMCP 4.1
media_file=fifield%2Fattachments%2Fb0b534743414482c9addd247d3ca241e%2Fabaf729e-e4ba-4a8f-ac23-c175d239b05e%2FWhatsApp_Image_2023-12-19_at_08.43.18-13_28_6.jpeg | 0 | https://nnts.imgix.net/uploadedfiles/569ee93f-19d2-4d64-9584-e3e57a6d5cc9/PredictionImages/40291bd9-ca67-4fdb-9a51-511c99f6e0e3.jpeg?expires=1711738818&or=0&s=e622679048782b1be49b00f88e1c231b | https://app.nanonets.com/#/ocr/test/569ee93f-19d2-4d64-9584-e3e57a6d5cc9/8e001c1e-ed2f-11ee-8fae-4aca75adb6cb |  | APM ÎŸ Î’ OLE ALARM RUN Hz STOP AUTO START I >>> A
media_file=fifield%2Fattachments%2Fb0b534743414482c9addd247d3ca241e%2Fa0801365-d437-476b-9f20-6e45dd84a627%2FPantalla-21_0_10.jpg | 0 | https://nnts.imgix.net/uploadedfiles/569ee93f-19d2-4d64-9584-e3e57a6d5cc9/PredictionImages/33fdbc09-fee9-491d-b08b-5fdb53a36cb9.jpeg?expires=1711738818&or=0&s=2a8dcf4cdd7cec27a9e6baa72564fa83 | https://app.nanonets.com/#/ocr/test/569ee93f-19d2-4d64-9584-e3e57a6d5cc9/8d82e433-ed2f-11ee-87c7-161cfd66d21b |  | Telfs mtu DETROIT DIESEL InteliLite NT AMF 20 ComAp OFF MAN AUT TEST Mode Mode Start Listo OOOO OperRed KW 0.00 PF Horn Fault Stop 0 reset reset 0 Page IIL G Enter 1/0 1/0
media_file=fifield%2Fattachments%2Fb0b534743414482c9addd247d3ca241e%2Fa84c8ae7-3e7c-4274-8f50-c567d6973c99%2FWhatsApp_Image_2024-01-16_at_16.41.30_1-16_42_15.jpeg | 0 | https://nnts.imgix.net/uploadedfiles/569ee93f-19d2-4d64-9584-e3e57a6d5cc9/PredictionImages/3673fcfa-cb38-47a5-b903-4deced4131e3.jpeg?expires=1711738818&or=0&s=d03965315f4af9b3134e0a451d36b264 | https://app.nanonets.com/#/ocr/test/569ee93f-19d2-4d64-9584-e3e57a6d5cc9/8d37202d-ed2f-11ee-8f94-4aca75adb6cb | 2977 | ROLLER 6120 Engine Run Time A 7265h 4m 2977Start ( s ) AUTO | 7265h 4m |  | 7265
media_file=fifield%2Fattachments%2Fb0b534743414482c9addd247d3ca241e%2Fa84c8ae7-3e7c-4274-8f50-c567d6973c99%2FWhatsApp_Image_2024-01-16_at_16.07.51_1-16_8_11.jpeg | 0 | https://nnts.imgix.net/uploadedfiles/569ee93f-19d2-4d64-9584-e3e57a6d5cc9/PredictionImages/1c3a1c04-276a-4858-ada0-0d4db096641a.jpeg?expires=1711738818&or=0&s=9d29c54a3711d3376aa5247d5e0f0a92 | https://app.nanonets.com/#/ocr/test/569ee93f-19d2-4d64-9584-e3e57a6d5cc9/8b6d5a7b-ed2f-11ee-8c57-221e535af36b |  | DSE Deep Sea Electronics 2819h 39m AUTO I Stop Auto Start Power Switch Alarm Indication MERGENCE | 2819h |  | 2819
media_file=fifield%2Fattachments%2Fb0b534743414482c9addd247d3ca241e%2Fa84c8ae7-3e7c-4274-8f50-c567d6973c99%2FWhatsApp_Image_2024-01-16_at_15.36.52-15_40_49.jpeg | 0 | https://nnts.imgix.net/uploadedfiles/569ee93f-19d2-4d64-9584-e3e57a6d5cc9/PredictionImages/1e529e9c-5800-4064-861f-82d6ce8a23f0.jpeg?expires=1711738818&or=0&s=312ecefc788c3436c0399b539cc5a138 | https://app.nanonets.com/#/ocr/test/569ee93f-19d2-4d64-9584-e3e57a6d5cc9/8af567ed-ed2f-11ee-9031-4e69b49d15d5 |  | SE Deep Sea Electronics 6118h 45 O 0 Î Î™ | 6118h |  | 6118
media_file=fifield%2Fattachments%2Fb0b534743414482c9addd247d3ca241e%2Fa84c8ae7-3e7c-4274-8f50-c567d6973c99%2FWhatsApp_Image_2024-01-16_at_15.31.45-15_32_14.jpeg | 0 | https://nnts.imgix.net/uploadedfiles/569ee93f-19d2-4d64-9584-e3e57a6d5cc9/PredictionImages/6f7849c4-9d61-420b-be7c-d6e35b0caec6.jpeg?expires=1711738818&or=0&s=0bb5afe251739924e25f2f9f6dcc168b | https://app.nanonets.com/#/ocr/test/569ee93f-19d2-4d64-9584-e3e57a6d5cc9/8ad5b5e4-ed2f-11ee-8f7d-4aca75adb6cb |  | GEN PART 05476 C HOURS 10 QUARTZ | 5476 |  | 5476
media_file=fifield%2Fattachments%2Fb0b534743414482c9addd247d3ca241e%2Fa84c8ae7-3e7c-4274-8f50-c567d6973c99%2FWhatsApp_Image_2024-01-16_at_15.28.24_1-15_29_48.jpeg | 0 | https://nnts.imgix.net/uploadedfiles/569ee93f-19d2-4d64-9584-e3e57a6d5cc9/PredictionImages/f64f886b-70c6-43cb-8c31-d0d1dce2e50e.jpeg?expires=1711738818&or=0&s=88b5ac008a447b87c5484aa55638ae13 | https://app.nanonets.com/#/ocr/test/569ee93f-19d2-4d64-9584-e3e57a6d5cc9/8a7fdb66-ed2f-11ee-8f7a-4aca75adb6cb |  | DSE Deep Sea Electronics 11567 58m AUTO I Auto Start | 11567h |  | 11567
media_file=fifield%2Fattachments%2Fb0b534743414482c9addd247d3ca241e%2Fa84c8ae7-3e7c-4274-8f50-c567d6973c99%2FWhatsApp_Image_2024-01-16_at_15.13.20-15_14_5.jpeg | 0 | https://nnts.imgix.net/uploadedfiles/569ee93f-19d2-4d64-9584-e3e57a6d5cc9/PredictionImages/0c3a13ef-b8ae-4510-8efd-89bd3ee73055.jpeg?expires=1711738818&or=0&s=4ab1b407c01a620b3dc1bfcaa67a6148 | https://app.nanonets.com/#/ocr/test/569ee93f-19d2-4d64-9584-e3e57a6d5cc9/883721ea-ed2f-11ee-8f71-4aca75adb6cb | 2051 | DEEP SEA ELECTRONICS DSE DSE 7420 MKII Engine Run Time SYSTEM IN AUTO MODE LOW 4270h 49m WATER LEVEL 2051.start COOLING HIGH ( s ) TEMPERATURE LOW OIL PRESSURE AUTO | 4270h 49m |  | 4270
media_file=fifield%2Fattachments%2Fb0b534743414482c9addd247d3ca241e%2Fa84c8ae7-3e7c-4274-8f50-c567d6973c99%2FWhatsApp_Image_2024-01-16_at_14.35.09-14_35_39.jpeg | 0 | https://nnts.imgix.net/uploadedfiles/569ee93f-19d2-4d64-9584-e3e57a6d5cc9/PredictionImages/ef38377c-2222-4036-8195-966b4669af27.jpeg?expires=1711738818&or=0&s=44731d84bf72c918e2f94e9ae27f168d | https://app.nanonets.com/#/ocr/test/569ee93f-19d2-4d64-9584-e3e57a6d5cc9/87943f2f-ed2f-11ee-8f68-4aca75adb6cb | 674 | Engine Run Time 2497h 29m DSE 674 Start ( s ) D | 2497h 29m |  | 2497
media_file=fifield%2Fattachments%2Fb0b534743414482c9addd247d3ca241e%2Fa84c8ae7-3e7c-4274-8f50-c567d6973c99%2FWhatsApp_Image_2024-01-16_at_12.48.01-12_48_32.jpeg | 0 | https://nnts.imgix.net/uploadedfiles/569ee93f-19d2-4d64-9584-e3e57a6d5cc9/PredictionImages/e10bd0b0-88ae-4e99-b722-70e4ac077b68.jpeg?expires=1711738818&or=0&s=d432e810e3363099062c3884e4cbf05f | https://app.nanonets.com/#/ocr/test/569ee93f-19d2-4d64-9584-e3e57a6d5cc9/877f5ff4-ed2f-11ee-8c14-221e535af36b | 3891 | DSE DEEP SEA ELECTRONICS DSE 8610 Engine Run Time 3615h 2m 3891 Start ( s ) 2 | 3615h 2m |  | 3615
media_file=fifield%2Fattachments%2Fb0b534743414482c9addd247d3ca241e%2Fa84c8ae7-3e7c-4274-8f50-c567d6973c99%2FWhatsApp_Image_2024-01-16_at_12.36.49_1-12_37_15.jpeg | 0 | https://nnts.imgix.net/uploadedfiles/569ee93f-19d2-4d64-9584-e3e57a6d5cc9/PredictionImages/5f6516a7-5978-438d-a7d8-3030f652ddd9.jpeg?expires=1711738818&or=0&s=86b3f76987e8fb4212b5f242e54ad424 | https://app.nanonets.com/#/ocr/test/569ee93f-19d2-4d64-9584-e3e57a6d5cc9/870bc274-ed2f-11ee-9011-4e69b49d15d5 | 1071 | Engine Run Time 2164h 0m 1071 Start ( s ) | 2164h 0m |  | 2164
media_file=fifield%2Fattachments%2Fb0b534743414482c9addd247d3ca241e%2Fa84c8ae7-3e7c-4274-8f50-c567d6973c99%2FWhatsApp_Image_2024-01-16_at_12.28.57-12_30_23.jpeg | 0 | https://nnts.imgix.net/uploadedfiles/569ee93f-19d2-4d64-9584-e3e57a6d5cc9/PredictionImages/65db72a5-e3fd-4456-a7ca-26a5c91e6792.jpeg?expires=1711738818&or=0&s=99b7cd23c8e35bfeab8216c11a9443ab | https://app.nanonets.com/#/ocr/test/569ee93f-19d2-4d64-9584-e3e57a6d5cc9/86a60adb-ed2f-11ee-8c08-221e535af36b | 4258 | DSE DEEP SEA ELECTRONICS DSE 7320 MKII Engine Run Time 3794h 9m 4258 start ( s ) | 3794h 9m |  | 3794
media_file=fifield%2Fattachments%2Fb0b534743414482c9addd247d3ca241e%2Fa84c8ae7-3e7c-4274-8f50-c567d6973c99%2FWhatsApp_Image_2024-01-16_at_12.21.01_1-12_23_59.jpeg | 0 | https://nnts.imgix.net/uploadedfiles/569ee93f-19d2-4d64-9584-e3e57a6d5cc9/PredictionImages/013c5c31-b394-4263-8cb4-0f3dea217ec4.jpeg?expires=1711738818&or=0&s=6b3b3e37ea5eae8e20d4c7c6a5fb5de3 | https://app.nanonets.com/#/ocr/test/569ee93f-19d2-4d64-9584-e3e57a6d5cc9/85f4cd19-ed2f-11ee-a5b9-52f8dd295e24
media_file=fifield%2Fattachments%2Fb0b534743414482c9addd247d3ca241e%2Fa84c8ae7-3e7c-4274-8f50-c567d6973c99%2FWhatsApp_Image_2024-01-16_at_11.30.52-11_32_48.jpeg | 0 | https://nnts.imgix.net/uploadedfiles/569ee93f-19d2-4d64-9584-e3e57a6d5cc9/PredictionImages/8f17da00-d515-4500-8ab9-cfc39a2b8043.jpeg?expires=1711738818&or=0&s=3ffe9c4a3bf9981c3e42a8e176e3e920 | https://app.nanonets.com/#/ocr/test/569ee93f-19d2-4d64-9584-e3e57a6d5cc9/84a064b5-ed2f-11ee-8bf2-221e535af36b
media_file=fifield%2Fattachments%2Fb0b534743414482c9addd247d3ca241e%2Fa84c8ae7-3e7c-4274-8f50-c567d6973c99%2FWhatsApp_Image_2024-01-16_at_11.21.45_1-11_22_21.jpeg | 0 | https://nnts.imgix.net/uploadedfiles/569ee93f-19d2-4d64-9584-e3e57a6d5cc9/PredictionImages/0250fdeb-4455-4d55-ac32-76ed8de36e06.jpeg?expires=1711738818&or=0&s=dac876dba962e979899f7e64b9e95bc6 | https://app.nanonets.com/#/ocr/test/569ee93f-19d2-4d64-9584-e3e57a6d5cc9/84693366-ed2f-11ee-8f57-4aca75adb6cb | 1025 | DSE DEEP SEA ELECTRONICS DSE 86 Engine Run Time 1627h 45m 1025 Start ( s ) | 1627h 45m |  | 1627
media_file=fifield%2Fattachments%2Fb0b534743414482c9addd247d3ca241e%2Fa84c8ae7-3e7c-4274-8f50-c567d6973c99%2FWhatsApp_Image_2024-01-13_at_15.42.53_2-11_27_26.jpeg | 0 | https://nnts.imgix.net/uploadedfiles/569ee93f-19d2-4d64-9584-e3e57a6d5cc9/PredictionImages/1c287811-2596-499d-925c-73d5f1d9f915.jpeg?expires=1711738818&or=0&s=39349a4b8de5317d79af9974d41d3069 | https://app.nanonets.com/#/ocr/test/569ee93f-19d2-4d64-9584-e3e57a6d5cc9/839414db-ed2f-11ee-8fe4-4e69b49d15d5 | 4526 | DEEP SEA ELECTRONICS DSE 861 DSE Engine Run Time 7951h 49m 4526 start ( s ) AUTO | 7951h 49m |  | 7951
media_file=fifield%2Fattachments%2Fb0b534743414482c9addd247d3ca241e%2Fa84c8ae7-3e7c-4274-8f50-c567d6973c99%2FIMG-20231115-WA0046-13_14_41.jpg | 0 | https://nnts.imgix.net/uploadedfiles/569ee93f-19d2-4d64-9584-e3e57a6d5cc9/PredictionImages/f4d0d275-512b-4b6b-a60b-de4d0eba4bc5.jpeg?expires=1711738818&or=0&s=9a54db33e3ac353bbab1837f112207fa | https://app.nanonets.com/#/ocr/test/569ee93f-19d2-4d64-9584-e3e57a6d5cc9/83399a1e-ed2f-11ee-a5a2-52f8dd295e24 | 502 | Engine Run Time 1761h 46m 502 start ( s ) | 1761h 46m |  | 1761
media_file=fifield%2Fattachments%2Fb0b534743414482c9addd247d3ca241e%2Fa84c8ae7-3e7c-4274-8f50-c567d6973c99%2FIMG-20231115-WA0013-13_22_8.jpg | 0 | https://nnts.imgix.net/uploadedfiles/569ee93f-19d2-4d64-9584-e3e57a6d5cc9/PredictionImages/b27c4481-67e0-4f32-a2c7-e7985a110d26.jpeg?expires=1711738818&or=0&s=e8061640c040627af3b8dacbdcb050c4 | https://app.nanonets.com/#/ocr/test/569ee93f-19d2-4d64-9584-e3e57a6d5cc9/8282094f-ed2f-11ee-8fdf-4e69b49d15d5 | 4086 | DSE DEEP SEA ELECTRONICS D Engine Run Time 5354h 11m 4086 Start ( s ) | 5354h 11m |  | 5354
media_file=fifield%2Fattachments%2Fb0b534743414482c9addd247d3ca241e%2Fa84c8ae7-3e7c-4274-8f50-c567d6973c99%2FIMG-20231115-WA0010-13_25_33.jpg | 0 | https://nnts.imgix.net/uploadedfiles/569ee93f-19d2-4d64-9584-e3e57a6d5cc9/PredictionImages/f02b72a8-0f34-4d92-8f25-b6b969d01380.jpeg?expires=1711738818&or=0&s=f30ab9f85d6996f3afba0e61ea20118f | https://app.nanonets.com/#/ocr/test/569ee93f-19d2-4d64-9584-e3e57a6d5cc9/821560d9-ed2f-11ee-8fdd-4e69b49d15d5 |  | DSE Deep Sea Electronics 3862h 53. O 0 | 3862h |  | 3862
media_file=fifield%2Fattachments%2Fb0b534743414482c9addd247d3ca241e%2Fa84c8ae7-3e7c-4274-8f50-c567d6973c99%2FIMG-20231114-WA0121-14_47_50.jpg | 0 | https://nnts.imgix.net/uploadedfiles/569ee93f-19d2-4d64-9584-e3e57a6d5cc9/PredictionImages/bb235f14-21db-4f38-be8b-32f338f267c8.jpeg?expires=1711738818&or=0&s=3b5b2100a031029a33f8aebeb9afaae7 | https://app.nanonets.com/#/ocr/test/569ee93f-19d2-4d64-9584-e3e57a6d5cc9/8103bd96-ed2f-11ee-8f30-4aca75adb6cb |  | InSight3100 13941h 38m AUTO | 13941h |  | 13941
media_file=fifield%2Fattachments%2Fb0b534743414482c9addd247d3ca241e%2Fa84c8ae7-3e7c-4274-8f50-c567d6973c99%2FIMG-20231114-WA0119-14_50_16.jpg | 0 | https://nnts.imgix.net/uploadedfiles/569ee93f-19d2-4d64-9584-e3e57a6d5cc9/PredictionImages/43d0ee81-7f50-4065-b052-51e55d7bef0c.jpeg?expires=1711738818&or=0&s=6683e9efea6e88605af9ac50f09cf766 | https://app.nanonets.com/#/ocr/test/569ee93f-19d2-4d64-9584-e3e57a6d5cc9/80eebf69-ed2f-11ee-8f2e-4aca75adb6cb | 1034 | Engine Run Time 2998h 0m 1034 Start ( s ) | 2998h 0m |  | 2998
media_file=fifield%2Fattachments%2Fb0b534743414482c9addd247d3ca241e%2Fa84c8ae7-3e7c-4274-8f50-c567d6973c99%2FIMG-20231114-WA0103-14_56_31.jpg | 0 | https://nnts.imgix.net/uploadedfiles/569ee93f-19d2-4d64-9584-e3e57a6d5cc9/PredictionImages/728efdf4-74e1-4f80-9009-f200b1a1de4c.jpeg?expires=1711738818&or=0&s=6a4fed67b85225b8eec66208c9fc1b08 | https://app.nanonets.com/#/ocr/test/569ee93f-19d2-4d64-9584-e3e57a6d5cc9/8058b532-ed2f-11ee-8bb7-221e535af36b |  | 14440h 14 O 0 | 14440h |  | 14440
media_file=fifield%2Fattachments%2Fb0b534743414482c9addd247d3ca241e%2Fa84c8ae7-3e7c-4274-8f50-c567d6973c99%2FIMG-20231108-WA0012-15_56_25.jpg | 0 | https://nnts.imgix.net/uploadedfiles/569ee93f-19d2-4d64-9584-e3e57a6d5cc9/PredictionImages/f43a94d9-3bf7-4fc7-9b2a-1a318b1bbd43.jpeg?expires=1711738818&or=0&s=6f428c13c59c9a8b524f3e1ea9d6103b | https://app.nanonets.com/#/ocr/test/569ee93f-19d2-4d64-9584-e3e57a6d5cc9/7ffdd5c9-ed2f-11ee-a57f-52f8dd295e24 | 1346 | Engine Run Time 2530h 1m 1346 Start ( s ) | 2530h 1m |  | 2530
media_file=fifield%2Fattachments%2Fb0b534743414482c9addd247d3ca241e%2Fa84c8ae7-3e7c-4274-8f50-c567d6973c99%2FIMG-20231107-WA0123-16_1_25.jpg | 0 | https://nnts.imgix.net/uploadedfiles/569ee93f-19d2-4d64-9584-e3e57a6d5cc9/PredictionImages/545d5937-2c2b-4a49-9fba-80c9eee26750.jpeg?expires=1711738818&or=0&s=bc2c3753ce7f25b12935e16a8791f7f9 | https://app.nanonets.com/#/ocr/test/569ee93f-19d2-4d64-9584-e3e57a6d5cc9/7edb504e-ed2f-11ee-8bad-221e535af36b | 820 | Engine Run Time 1591h 56m 820 Start ( s ) | 1591h 56m |  | 1591
media_file=fifield%2Fattachments%2Fb0b534743414482c9addd247d3ca241e%2Fa84c8ae7-3e7c-4274-8f50-c567d6973c99%2FIMG-20231106-WA0135-16_10_17.jpg | 0 | https://nnts.imgix.net/uploadedfiles/569ee93f-19d2-4d64-9584-e3e57a6d5cc9/PredictionImages/358bb2d2-7fb5-459b-aa17-62b2a1a88a62.jpeg?expires=1711738818&or=0&s=01b6b7dcfc377e542717542795f3e4e7 | https://app.nanonets.com/#/ocr/test/569ee93f-19d2-4d64-9584-e3e57a6d5cc9/7db0e105-ed2f-11ee-8b9f-221e535af36b | 2675 | DSE DS Engine Run Time 7201h 0m 2675 start ( s ) | 7201 |  | 7201
media_file=fifield%2Fattachments%2Fb0b534743414482c9addd247d3ca241e%2Fa84c8ae7-3e7c-4274-8f50-c567d6973c99%2FIMG-20231106-WA0126-16_14_19.jpg | 0 | https://nnts.imgix.net/uploadedfiles/569ee93f-19d2-4d64-9584-e3e57a6d5cc9/PredictionImages/26f76206-a124-454f-a75a-1341f296a45a.jpeg?expires=1711738818&or=0&s=82e144e5612ee9f08f1f84332db10d2c | https://app.nanonets.com/#/ocr/test/569ee93f-19d2-4d64-9584-e3e57a6d5cc9/7ca39ec8-ed2f-11ee-8f00-4aca75adb6cb |  | DSE Deep Sea Electronics 4458h 40 m 0 AUTO I | 4458h40 m |  | 4458
media_file=fifield%2Fattachments%2Fb0b534743414482c9addd247d3ca241e%2Fa84c8ae7-3e7c-4274-8f50-c567d6973c99%2FIMG-20231106-WA0111-16_18_42.jpg | 0 | https://nnts.imgix.net/uploadedfiles/569ee93f-19d2-4d64-9584-e3e57a6d5cc9/PredictionImages/2d6c564e-126a-4c12-bde5-1f45100697c4.jpeg?expires=1711738818&or=0&s=d73aa05ce9ba128b10c2ad9e368d7252 | https://app.nanonets.com/#/ocr/test/569ee93f-19d2-4d64-9584-e3e57a6d5cc9/7c94aaa8-ed2f-11ee-8741-161cfd66d21b | 25 | Engine Run Time 9h 7m DSE 25 Start ( s ) | 9h 7m |  | 9
media_file=fifield%2Fattachments%2Fb0b534743414482c9addd247d3ca241e%2Fa84c8ae7-3e7c-4274-8f50-c567d6973c99%2FIMG-20231106-WA0091-16_20_2.jpg | 0 | https://nnts.imgix.net/uploadedfiles/569ee93f-19d2-4d64-9584-e3e57a6d5cc9/PredictionImages/2594c420-63f6-47f0-8f1b-e0937ecbaa41.jpeg?expires=1711738818&or=0&s=71c8671c99f95a3af9b99f58c6e33737 | https://app.nanonets.com/#/ocr/test/569ee93f-19d2-4d64-9584-e3e57a6d5cc9/7c5c36d5-ed2f-11ee-8efd-4aca75adb6cb | 1162 | Engine Run Time 3027h 15m 116 start ( s ) | 3027h 15m |  | 3027
media_file=fifield%2Fattachments%2Fb0b534743414482c9addd247d3ca241e%2Fa84c8ae7-3e7c-4274-8f50-c567d6973c99%2F20231116_155217-12_42_38.jpg | 0 | https://nnts.imgix.net/uploadedfiles/569ee93f-19d2-4d64-9584-e3e57a6d5cc9/PredictionImages/b7b7dd9f-7834-41c9-a640-fe2617569062.jpeg?expires=1711738818&or=0&s=84654e100715ae19bf65d4b770f9badc | https://app.nanonets.com/#/ocr/test/569ee93f-19d2-4d64-9584-e3e57a6d5cc9/7b3af5bb-ed2f-11ee-8eee-4aca75adb6cb | 1136 | Auto Start Controller Model 7320 Engine Run Time 3316h 26m 1136 Start ( s ) M AUTO Stand Pr Freq F Power Wei Fa Da Peak Inte | 3316h 26m |  | 3316
media_file=fifield%2Fattachments%2Fb0b534743414482c9addd247d3ca241e%2Fa84c8ae7-3e7c-4274-8f50-c567d6973c99%2F20231115_163918-13_5_47.jpg | 0 | https://nnts.imgix.net/uploadedfiles/569ee93f-19d2-4d64-9584-e3e57a6d5cc9/PredictionImages/204eb2d1-bade-424b-89ba-668ac263e7b0.jpeg?expires=1711738818&or=0&s=0faf919f6a399434914eb681e4e3f96d | https://app.nanonets.com/#/ocr/test/569ee93f-19d2-4d64-9584-e3e57a6d5cc9/79528517-ed2f-11ee-8b7f-221e535af36b |  | DSE Deep Sea Electronics 1112h 49 m AUTO + Made in U.K. | 1112h49m |  | 1112
media_file=fifield%2Fattachments%2Fb0b534743414482c9addd247d3ca241e%2Fa84c8ae7-3e7c-4274-8f50-c567d6973c99%2F20231109_155416-15_46_39.jpg | 0 | https://nnts.imgix.net/uploadedfiles/569ee93f-19d2-4d64-9584-e3e57a6d5cc9/PredictionImages/ca4a2474-6d66-4228-95b4-5da4e132dbe9.jpeg?expires=1711738818&or=0&s=9616e2cdbcda131dd51718503577b87a | https://app.nanonets.com/#/ocr/test/569ee93f-19d2-4d64-9584-e3e57a6d5cc9/78017165-ed2f-11ee-8b76-221e535af36b | 3649 | DEEP SEA ELECTRONICS DSE DSE 8610 Engine Run Time 6289h 23m 3649 Start ( s ) Ø¨Ù„Ø§Ø· [ AUTO ] | 6289h 23m |  | 6289
media_file=fifield%2Fattachments%2Fb0b534743414482c9addd247d3ca241e%2Fa84c8ae7-3e7c-4274-8f50-c567d6973c99%2F20231109_155153-15_48_9.jpg | 0 | https://nnts.imgix.net/uploadedfiles/569ee93f-19d2-4d64-9584-e3e57a6d5cc9/PredictionImages/31ecd412-9e89-4ad1-ab46-4780f2a16c6d.jpeg?expires=1711738818&or=0&s=dd716e3004e29fb357ad02e761d33fc7 | https://app.nanonets.com/#/ocr/test/569ee93f-19d2-4d64-9584-e3e57a6d5cc9/776d648c-ed2f-11ee-871d-161cfd66d21b |  | DSE Deep Sea Electronics 9111h 28 O m O [ AUTO ] Made in U.K. RGENCY STOP | 9111h |  | 9111
media_file=fifield%2Fattachments%2Fb0b534743414482c9addd247d3ca241e%2Fa84c8ae7-3e7c-4274-8f50-c567d6973c99%2F20231106_131603-16_17_4.jpg | 0 | https://nnts.imgix.net/uploadedfiles/569ee93f-19d2-4d64-9584-e3e57a6d5cc9/PredictionImages/9f820e23-b5d0-4750-912e-0f7ed726a3e5.jpeg?expires=1711738818&or=0&s=ef47fab85d4c6b3b362dc417d60fb5b6 | https://app.nanonets.com/#/ocr/test/569ee93f-19d2-4d64-9584-e3e57a6d5cc9/7739d225-ed2f-11ee-8ed8-4aca75adb6cb |  | ENGINE OPERATION GINE HOURS : 08565-48 A42 MAINTENANCE REQUESTED UMP SWITCH ... 2603 | 8565 |  | 8565
media_file=fifield%2Fattachments%2Fb0b534743414482c9addd247d3ca241e%2Fa68f5c2c-6541-41f6-80d7-5d9f0f6465cb%2FGenerator_-_Control_Screen-17_12_42.jpeg | 0 | https://nnts.imgix.net/uploadedfiles/569ee93f-19d2-4d64-9584-e3e57a6d5cc9/PredictionImages/398e3f25-7182-4f87-afd6-c9913f10defb.jpeg?expires=1711738818&or=0&s=b687d75d36b9e3825c16b41210436c68 | https://app.nanonets.com/#/ocr/test/569ee93f-19d2-4d64-9584-e3e57a6d5cc9/766de45f-ed2f-11ee-8ecd-4aca75adb6cb |  | DATAKOM DKG 543 MAINS STATUS Power ALARM Ð”Ð¾ NAINS PARAMETERS O OFF Mains UK 49.9Hz . -234 CLOSE OPEN WARNING ! O 233 13.7UDE www Ñ‚Ð¾ 12 - ni 231 LOAD a - 53.c O REQUEST SERVICE O CLOSE OPEN ç›Š T TEST MUTE RUN STOP PGM- GENERATOR LOAD TEST LA O ÎŸ TEST AUTO OFF MAN 379432 SmartGen Generator Voltage DO ¦¦ DO Mains Voltage 100400 500 100 500 100 -15LA 0 Voltage Switch ATS Controller Voltage Switch |  | 379432
media_file=fifield%2Fattachments%2Fb0b534743414482c9addd247d3ca241e%2Fa09a5ee0-cc79-476a-8a81-df886f550c79%2FControl_screen-11_38_32.jpg | 0 | https://nnts.imgix.net/uploadedfiles/569ee93f-19d2-4d64-9584-e3e57a6d5cc9/PredictionImages/6bc021ff-23c7-4d49-bcf7-9c0e25815a50.jpeg?expires=1711738818&or=0&s=002d5313e2a3b78dd05e20918d5f99ff | https://app.nanonets.com/#/ocr/test/569ee93f-19d2-4d64-9584-e3e57a6d5cc9/75e9f179-ed2f-11ee-8ec2-4aca75adb6cb |  | DSE Deep Sea Electronics LIN L2N LON AUTO Made in U.K.
media_file=fifield%2Fattachments%2Fb0b534743414482c9addd247d3ca241e%2Fa09a5ee0-cc79-476a-8a81-df886f550c79%2FControl_screen_697271-14_57_15.jpg | 0 | https://nnts.imgix.net/uploadedfiles/569ee93f-19d2-4d64-9584-e3e57a6d5cc9/PredictionImages/d664eb4b-7972-4c97-bcec-72bc7143a88a.jpeg?expires=1711738818&or=0&s=6aea292d25533327f7b2a1fd79716e1e | https://app.nanonets.com/#/ocr/test/569ee93f-19d2-4d64-9584-e3e57a6d5cc9/74697f86-ed2f-11ee-8f71-4e69b49d15d5 |  | DSE Deep Sea Electronics AUTO Made in U.X.
media_file=fifield%2Fattachments%2Fb0b534743414482c9addd247d3ca241e%2Fa1dbddff-b9bd-4e4c-a49c-3eb8efba09db%2FWhatsApp_Image_2024-02-23_at_15.09.17-15_11_1.jpeg | 0 | https://nnts.imgix.net/uploadedfiles/569ee93f-19d2-4d64-9584-e3e57a6d5cc9/PredictionImages/75e482f2-a923-4f1e-95c0-d4cc265685d7.jpeg?expires=1711738818&or=0&s=8c65e2fd66983402d5236a126c8a280f | https://app.nanonets.com/#/ocr/test/569ee93f-19d2-4d64-9584-e3e57a6d5cc9/737c9207-ed2f-11ee-8ead-4aca75adb6cb |  | DSE Deep Sea Electronics 15:56:07 23/02/24 Auto + AUTO Stop Auto Start | 15h |  | 15
media_file=fifield%2Fattachments%2Fb0b534743414482c9addd247d3ca241e%2F9349808b-f022-44d6-8f1f-5a0b9a29ad6e%2F20231220_080749-8_18_22.jpg | 0 | https://nnts.imgix.net/uploadedfiles/569ee93f-19d2-4d64-9584-e3e57a6d5cc9/PredictionImages/54411eb6-9743-432c-8672-3b2455341517.jpeg?expires=1711738818&or=0&s=d42071cdbaa2493455da27bfa6a0c218 | https://app.nanonets.com/#/ocr/test/569ee93f-19d2-4d64-9584-e3e57a6d5cc9/7321f4f2-ed2f-11ee-8b52-221e535af36b |  | DSE Deep Sea Electronics 230V LIN Ã˜V 230V L2N Ã˜V der 231V L3N Ã˜V 12.0040 WDC + AUTO Stop Auto Start
media_file=fifield%2Fattachments%2Fb0b534743414482c9addd247d3ca241e%2F9875bfd6-bd88-4174-b2e7-521a4224effd%2FScreen_control_unit_604035-12_3_59.jpg | 0 | https://nnts.imgix.net/uploadedfiles/569ee93f-19d2-4d64-9584-e3e57a6d5cc9/PredictionImages/689819b3-3710-488c-9840-0b770bbf3b64.jpeg?expires=1711738818&or=0&s=7d3cd27be5da112f2c93adb7bf63d8cb | https://app.nanonets.com/#/ocr/test/569ee93f-19d2-4d64-9584-e3e57a6d5cc9/72d4824c-ed2f-11ee-a509-52f8dd295e24 |  | à¦¬à¦¨à§à¦§ OK
media_file=fifield%2Fattachments%2Fb0b534743414482c9addd247d3ca241e%2F9875bfd6-bd88-4174-b2e7-521a4224effd%2FControl_screen_Yethu_749738-11_15_26.jpg | 0 | https://nnts.imgix.net/uploadedfiles/569ee93f-19d2-4d64-9584-e3e57a6d5cc9/PredictionImages/5e3ff25f-9d15-4b6a-8426-11488dbf2c17.jpeg?expires=1711738818&or=0&s=a2dd60e65986bfc9b3751f554bf956e7 | https://app.nanonets.com/#/ocr/test/569ee93f-19d2-4d64-9584-e3e57a6d5cc9/72546573-ed2f-11ee-8b4e-221e535af36b |  | hould uld not SmartGen ler for ing wit e load arranty Alarm A Status 0 Stop Auto CIO Manual Start O @ S
media_file=fifield%2Fattachments%2Fb0b534743414482c9addd247d3ca241e%2F9875bfd6-bd88-4174-b2e7-521a4224effd%2FControl_screen_749732-11_27_45.jpg | 0 | https://nnts.imgix.net/uploadedfiles/569ee93f-19d2-4d64-9584-e3e57a6d5cc9/PredictionImages/1efd8cdd-15c0-45a0-88cb-9de9cb32738f.jpeg?expires=1711738818&or=0&s=c8e64ddf1ad394f3244561518596afe0 | https://app.nanonets.com/#/ocr/test/569ee93f-19d2-4d64-9584-e3e57a6d5cc9/7105e9cc-ed2f-11ee-8f59-4e69b49d15d5 |  | DSE Deep Sea Electronics KKKKK H O AUTO , Made in U.K.
media_file=fifield%2Fattachments%2Fb0b534743414482c9addd247d3ca241e%2F5034f9e7-5608-4377-ae24-6ee785e78928%2FPerkin_Gen_01-10_38_11.jpg | 0 | https://nnts.imgix.net/uploadedfiles/569ee93f-19d2-4d64-9584-e3e57a6d5cc9/PredictionImages/94a3813d-00e6-4970-803e-0e6865839029.jpeg?expires=1711738818&or=0&s=bb8d948a9932aea831ad09285c2d69d0 | https://app.nanonets.com/#/ocr/test/569ee93f-19d2-4d64-9584-e3e57a6d5cc9/7017b5bf-ed2f-11ee-8b3e-221e535af36b |  | DCP - 10 GEN- A 9453 h AUTO 229-5048 224-0064 2 SAFETY CAT.COM | 9453 h |  | 9453
media_file=fifield%2Fattachments%2Fb0b534743414482c9addd247d3ca241e%2F5034f9e7-5608-4377-ae24-6ee785e78928%2FGen__02-10_39_58.jpg | 0 | https://nnts.imgix.net/uploadedfiles/569ee93f-19d2-4d64-9584-e3e57a6d5cc9/PredictionImages/024459e8-893e-4802-a55b-e1055519dd7b.jpeg?expires=1711738818&or=0&s=f54579630c2290a31d535cab785e5275 | https://app.nanonets.com/#/ocr/test/569ee93f-19d2-4d64-9584-e3e57a6d5cc9/6fb6d6e9-ed2f-11ee-8f50-4e69b49d15d5 |  | DCP - 10 GEN 9439 O AUTO E 229-5048 224-0554 2 SAFETY.CAT.COM AUTO 224-6818 DRX 250 | 9439h |  | 9439
media_file=fifield%2Fattachments%2Fb0b534743414482c9addd247d3ca241e%2F02412ee7-e054-4e23-9de6-fe445fe72d83%2FUNHCR_Asset_in_Arbat_7-13_41_25.JPG | 0 | https://nnts.imgix.net/uploadedfiles/569ee93f-19d2-4d64-9584-e3e57a6d5cc9/PredictionImages/6adbc5f3-fab0-4f46-9630-7ae21bba335a.jpeg?expires=1711738818&or=0&s=e09197232f0fc8c75de10ff66687263b | https://app.nanonets.com/#/ocr/test/569ee93f-19d2-4d64-9584-e3e57a6d5cc9/6eb5d80f-ed2f-11ee-86e1-161cfd66d21b |  | Genset Controller 2 JWH ES A0000 SIEMENS VL250 100 SPG 135 - K SHOT ON MI 9 LITE AI TRIPLE CAMERA
media_file=fifield%2Fattachments%2Fb0b534743414482c9addd247d3ca241e%2F02412ee7-e054-4e23-9de6-fe445fe72d83%2FGenset_2-13_54_39.jpg | 0 | https://nnts.imgix.net/uploadedfiles/569ee93f-19d2-4d64-9584-e3e57a6d5cc9/PredictionImages/6d57f151-3e63-493a-9a96-87ca7195fa93.jpeg?expires=1711738818&or=0&s=5d5820001f65ff3f4bda4ba8e09afe69 | https://app.nanonets.com/#/ocr/test/569ee93f-19d2-4d64-9584-e3e57a6d5cc9/6df5916f-ed2f-11ee-8b2b-221e535af36b |  | VOLT 400 Hz 5 200 9 A 200 rpm 200 04 100 G 1 U VOLTMETER AMMETER 97 ATAR GROADCROWN WARNING START ! THIS SET MAY WARNING WITHOUT WORKING ISOLATE BEFORE ON GENERATOR
media_file=fifield%2Fattachments%2Fb0b534743414482c9addd247d3ca241e%2F743c9fcc-21d8-473b-96fb-137dc9b9839a%2FScreen-11_38_56.jpeg | 0 | https://nnts.imgix.net/uploadedfiles/569ee93f-19d2-4d64-9584-e3e57a6d5cc9/PredictionImages/63fb4728-f7d1-4104-bbad-d179203ff835.jpeg?expires=1711738818&or=0&s=b0712c9e51a6108bcc8f134376d29b26 | https://app.nanonets.com/#/ocr/test/569ee93f-19d2-4d64-9584-e3e57a6d5cc9/6cb72916-ed2f-11ee-8f3c-4e69b49d15d5 |  | PowerCommand NOT IN AUTO SHUTDOWN Â© WARNING o REMOTE START AUTO MANUAL RUM HM1211 Power Generation mins 0098-8283 A AC 480V
media_file=fifield%2Fattachments%2Fb0b534743414482c9addd247d3ca241e%2F704f1a53-d775-4be0-9d04-7b63388cdfb8%2Fpower_screen_Irbid_office-19_41_12.jpg | 0 | https://nnts.imgix.net/uploadedfiles/569ee93f-19d2-4d64-9584-e3e57a6d5cc9/PredictionImages/cf917fb8-541f-4594-aacb-5c205cf5379b.jpeg?expires=1711738818&or=0&s=60e0c40f11fafbae378b1d2ad075742e | https://app.nanonets.com/#/ocr/test/569ee93f-19d2-4d64-9584-e3e57a6d5cc9/6c88f926-ed2f-11ee-8b19-221e535af36b |  | Alternator Dala Help C OK
media_file=fifield%2Fattachments%2Fb0b534743414482c9addd247d3ca241e%2F266dd6a3-e1b6-40cc-96e8-5da5b7aafe14%2FWHD57D1-21_21_52.JPG | 0 | https://nnts.imgix.net/uploadedfiles/569ee93f-19d2-4d64-9584-e3e57a6d5cc9/PredictionImages/34802032-522e-4d06-832a-067a273f8fb4.jpeg?expires=1711738818&or=0&s=7606812a3d11b24bb8ed3eb76234aeb0 | https://app.nanonets.com/#/ocr/test/569ee93f-19d2-4d64-9584-e3e57a6d5cc9/6a091b98-ed2f-11ee-8f26-4e69b49d15d5 |  | OFF ON OIL ALERT LAMP AC SW D HOUR ON BL START OFF STARTER SW DC 12V 8.3A AC 230V ICFICA 1168 732651 230 |  | 732651
media_file=fifield%2Fattachments%2Fb0b534743414482c9addd247d3ca241e%2F704f1a53-d775-4be0-9d04-7b63388cdfb8%2Fpower_screen_garden_camp-19_45_13.jpg | 0 | https://nnts.imgix.net/uploadedfiles/569ee93f-19d2-4d64-9584-e3e57a6d5cc9/PredictionImages/3ec2e035-cfda-448b-a396-2a7131a931cb.jpeg?expires=1711738818&or=0&s=a48ecf680083a86e436d02b723ceaf63 | https://app.nanonets.com/#/ocr/test/569ee93f-19d2-4d64-9584-e3e57a6d5cc9/69ebb349-ed2f-11ee-86cb-161cfd66d21b |  | Genset Running Remote Start Off Not in Auto Genset Data ( Alt Voltage Shutdown Total KVA KVA Rating 110.0kVA Warning Reset Line Freq 0.00Hz Eng Hrs 107.72hrs Manual Start Auto D C OK A Stop PowerCommand 0000-8164-05 | 107.72hrs |  | 107.72
media_file=fifield%2Fattachments%2Fb0b534743414482c9addd247d3ca241e%2F605f7314-bd2f-4433-8ebe-450872752411%2FPlanta_de_COSSA-13_49_17.jpeg | 0 | https://nnts.imgix.net/uploadedfiles/569ee93f-19d2-4d64-9584-e3e57a6d5cc9/PredictionImages/cc15f2f3-d04d-4391-8a2c-44df8eda3827.jpeg?expires=1711738818&or=0&s=99415bed825e4303826c7c3af8645890 | https://app.nanonets.com/#/ocr/test/569ee93f-19d2-4d64-9584-e3e57a6d5cc9/69eace5b-ed2f-11ee-8e82-4aca75adb6cb |  | Deep Sea Electronics 119V LIN Ã˜V 120V L2N Ã˜V O [ AUTO ] Stop Auto Start
media_file=fifield%2Fattachments%2Fb0b534743414482c9addd247d3ca241e%2F266dd6a3-e1b6-40cc-96e8-5da5b7aafe14%2FWHE6B31-21_0_14.JPG | 0 | https://nnts.imgix.net/uploadedfiles/569ee93f-19d2-4d64-9584-e3e57a6d5cc9/PredictionImages/98b86507-18e0-4031-adcc-3daa42e7e4be.jpeg?expires=1711738818&or=0&s=0dfb4727fb12771672713d88b423b95b | https://app.nanonets.com/#/ocr/test/569ee93f-19d2-4d64-9584-e3e57a6d5cc9/69ea6656-ed2f-11ee-8e81-4aca75adb6cb |  | ON OIL ALERT LAMP AC SW 300 ON 100 CE 2118 129871 START OFF DC 12V 8.3A AC 230V B013 250 16 TA CE 50 Hz 230 V | 2118 |  | 2118
media_file=fifield%2Fattachments%2Fb0b534743414482c9addd247d3ca241e%2F266dd6a3-e1b6-40cc-96e8-5da5b7aafe14%2FWHBF6C1-22_0_13.JPG | 0 | https://nnts.imgix.net/uploadedfiles/569ee93f-19d2-4d64-9584-e3e57a6d5cc9/PredictionImages/40054686-9385-409f-901a-5cb26068a3d7.jpeg?expires=1711738818&or=0&s=41f6184ed04e715e19a57a04262258e0 | https://app.nanonets.com/#/ocr/test/569ee93f-19d2-4d64-9584-e3e57a6d5cc9/6990a6ab-ed2f-11ee-8f23-4e69b49d15d5 |  | DSE Deep Sea Electronics 1628h 37 TL Î Î¹ AUTO Made in U.K | 1628h |  | 1628
x334_image1.jpeg | 0 | https://nnts.imgix.net/uploadedfiles/569ee93f-19d2-4d64-9584-e3e57a6d5cc9/PredictionImages/2e37ab85-d29e-4f47-a3d9-3e43035c0d2b.jpeg?expires=1711738818&or=0&s=651b35058ea955b916ae4728ad235472 | https://app.nanonets.com/#/ocr/test/569ee93f-19d2-4d64-9584-e3e57a6d5cc9/9a7a4a9c-ed2e-11ee-bf5b-161cfd66d21b |  | ã…Ž 2187h 57 0 | 2187 |  | 2187
x322_image1.jpeg | 0 | https://nnts.imgix.net/uploadedfiles/569ee93f-19d2-4d64-9584-e3e57a6d5cc9/PredictionImages/ccc9f6a9-0dc8-4775-bd99-0abf1383612c.jpeg?expires=1711738818&or=0&s=702f5c307c53f63fae23957bd145e12d | https://app.nanonets.com/#/ocr/test/569ee93f-19d2-4d64-9584-e3e57a6d5cc9/9a70a9ea-ed2e-11ee-981a-52f8dd295e24 | 801 | Engine Run Time 613h 30m 801 Start ( s ) Ø¨Ù„Ø§Ø· | 613h 30m |  | 613
x321_image1.jpeg | 0 | https://nnts.imgix.net/uploadedfiles/569ee93f-19d2-4d64-9584-e3e57a6d5cc9/PredictionImages/849d6f42-0fa3-427e-9b87-046d26991137.jpeg?expires=1711738818&or=0&s=d6e2fb301c7d74a799958096d59f3eae | https://app.nanonets.com/#/ocr/test/569ee93f-19d2-4d64-9584-e3e57a6d5cc9/9a575fbf-ed2e-11ee-8723-4e69b49d15d5 |  | 0.00 bar 27 \u00b0 C 13.0 V\n0 rpm 3036.3 hrs\nSTOPPED\n\u0ab0\u0a95\n\nrWizard 1.1 | 3036.3 |  | 3036.3
x320_image1.jpeg | 0 | https://nnts.imgix.net/uploadedfiles/569ee93f-19d2-4d64-9584-e3e57a6d5cc9/PredictionImages/31106b6b-b233-4d2c-9b34-faf2993b2fa2.jpeg?expires=1711738818&or=0&s=2c57078a24154990ba0d3eeeb2057d7b | https://app.nanonets.com/#/ocr/test/569ee93f-19d2-4d64-9584-e3e57a6d5cc9/98e52c55-ed2e-11ee-872e-4aca75adb6cb | 2024 | ep Sea Electronics Engine Run Time 980h 18m 2024 Start ( s ) Ø®Ù„Ø§Ø· | 980h 18m |  | 980
x319_image1.jpeg | 0 | https://nnts.imgix.net/uploadedfiles/569ee93f-19d2-4d64-9584-e3e57a6d5cc9/PredictionImages/9679d971-866a-4783-95b6-edfba218c176.jpeg?expires=1711738818&or=0&s=97dc2c2db7321e4e6f5c705739c6c7e2 | https://app.nanonets.com/#/ocr/test/569ee93f-19d2-4d64-9584-e3e57a6d5cc9/97b10451-ed2e-11ee-97e9-52f8dd295e24 |  | DEEP SEA ELECTRONICS DSE 7320 M REMOTELY CONTROLLED AND MAY START WITHOUT WARNING B / C 802791 |  | 802791
x237_image1.png | 0 | https://nnts.imgix.net/uploadedfiles/569ee93f-19d2-4d64-9584-e3e57a6d5cc9/PredictionImages/8cb29d66-e618-47e1-861d-2f0c37e464f0.jpeg?expires=1711738818&or=0&s=46761be7821a4bde14038a6f34803d20 | https://app.nanonets.com/#/ocr/test/569ee93f-19d2-4d64-9584-e3e57a6d5cc9/970de7a5-ed2e-11ee-bf48-161cfd66d21b |  | GENSET CONTROLLER FG 100 FG WILSON ALARM A 231V OKW WARNING ! 49.9HZ 1.00 PGM SERVICEX 1497RPM000604.9H GENSET RUN STOP AUTO TEST A | 604.9 |  | 604.9
x207_image1.jpeg | 0 | https://nnts.imgix.net/uploadedfiles/569ee93f-19d2-4d64-9584-e3e57a6d5cc9/PredictionImages/a48d7851-23fb-44a6-b906-f30607370b67.jpeg?expires=1711738818&or=0&s=0f9d5aa6d72bc5fe43ad17d16dd5ce80 | https://app.nanonets.com/#/ocr/test/569ee93f-19d2-4d64-9584-e3e57a6d5cc9/94c45675-ed2e-11ee-86f5-4e69b49d15d5 | 183 | Engine Run Time 111h 51m DSE 183 Start ( s ) O AUTO Made in U.K. | 111h 51m |  | 111
x206_image1.jpeg | 0 | https://nnts.imgix.net/uploadedfiles/569ee93f-19d2-4d64-9584-e3e57a6d5cc9/PredictionImages/3dfe8fc9-923d-4a4c-8c32-092b5dc3fc87.jpeg?expires=1711738818&or=0&s=f4c03f900c0bf1f02d4f1556d7126d44 | https://app.nanonets.com/#/ocr/test/569ee93f-19d2-4d64-9584-e3e57a6d5cc9/93fa3ace-ed2e-11ee-8704-4aca75adb6cb | 417 | Engine Run Time DSE 517h 18m 417 Start ( s ) AUTO UK | 517h 18m |  | 517
x205_image1.jpeg | 0 | https://nnts.imgix.net/uploadedfiles/569ee93f-19d2-4d64-9584-e3e57a6d5cc9/PredictionImages/4172af2f-0213-49b7-9521-6e37281f4195.jpeg?expires=1711738818&or=0&s=63c3644f7f11313594f42aeb837beb06 | https://app.nanonets.com/#/ocr/test/569ee93f-19d2-4d64-9584-e3e57a6d5cc9/8f944baa-ed2e-11ee-86c3-4e69b49d15d5 |  | - 24793 9/10 $ 04 m à­ªà­ª Model 702 MS - HC | 2479.3 |  | 2479.3
x204_image1.jpeg | 0 | https://nnts.imgix.net/uploadedfiles/569ee93f-19d2-4d64-9584-e3e57a6d5cc9/PredictionImages/b317052b-2d3d-4bfb-8e89-8ee2d5cf0275.jpeg?expires=1711738818&or=0&s=02671fe48243e191cb0232507c3dffa9 | https://app.nanonets.com/#/ocr/test/569ee93f-19d2-4d64-9584-e3e57a6d5cc9/8f5d8cb4-ed2e-11ee-974d-52f8dd295e24 |  | UNHC United Nations High Commissioner for Ref Haut Commissariat des Nations Unies pour les 561158 DSE Deep Sea Electronics UNHCR 1512 48m h O LAUTO U.K. Eme ergonet | 1512h48m | 561158 | 1512
media_file=fifield%2Fattachments%2Fb0b534743414482c9addd247d3ca241e%2Ffba1c470-42dd-43e5-bc11-76f22770554f%2FPhoto2-13_42_43.jpg | 0 | https://nnts.imgix.net/uploadedfiles/569ee93f-19d2-4d64-9584-e3e57a6d5cc9/PredictionImages/dbbd96f4-138c-4eb2-96ea-2cd8de88ac62.jpeg?expires=1711738818&or=0&s=d026fab7ec8d11895177612276d89881 | https://app.nanonets.com/#/ocr/test/569ee93f-19d2-4d64-9584-e3e57a6d5cc9/8f25c6c7-ed2e-11ee-86c2-4e69b49d15d5 |  | D DATAKOM DKG 543 MAINS STATUS Power Switch MAINS PARAMETERS O OFF ON ALARMO Mains OK 49.9H -232 CLOSE OPEN WARNING ! O 2-1 : 2310 13.7 VDC LOAD 232U 52 - C SERVICE LB - N : REQUEST O CLOSE OPEN O LAMP TEST MENU MENU ALARM RUN STOP MUTE GENERATOR PGM LOAD TEST A O TEST AUTO OFF MAN 379432 UNHCR SmartGen Generator Voltage Mains Voltage Source 1 BO Source 2 400 500 200 300 CE 100 40 500 CE -E151A 500V 0 500V Load CO Auto Man 18 Close Open 28 Close Voltage Switch Voltage Switch ATS Controller |  | 379432
media_file=fifield%2Fattachments%2Fb0b534743414482c9addd247d3ca241e%2Ff1aec900-9294-4401-b98e-bab93b29abf1%2FPantalla1-0_51_14.jpg | 0 | https://nnts.imgix.net/uploadedfiles/569ee93f-19d2-4d64-9584-e3e57a6d5cc9/PredictionImages/99f01fa2-5c86-413a-a349-44b34854dfcc.jpeg?expires=1711738818&or=0&s=9a5a368d8709f00d09a367a68318e4fb | https://app.nanonets.com/#/ocr/test/569ee93f-19d2-4d64-9584-e3e57a6d5cc9/8f080841-ed2e-11ee-86c1-4e69b49d15d5 |  | SVF R SERVICIO TECNICO - MANTENIMIENTO - REPUEST Quito : Av . Eloy Alfaro entre Arupos y Aceituna Telfs : 248 1377-2481378 mtu DETROIT DIESEL ComAp FPT InteliLite NT AMF 20 ComAp OFF MAN AUT TEST Mode Mode Start Listo 00 00 OperRed kW 0.00 PF Horn Fault Stop reset reset 0 Peligro Page Alto A G Voltaje Enter 1/0 1/0 A012 DELIXI DZ47-125 ELECTRIC In Ue : : 400V 80A - 50Hz ( C ) -8.5in Icu 10kA CatA 1357 A ATENCIÃ“N Power Switch Alarm Indication EMERGENCE Light Switch ON No manipule el C generador cuando se ã« OFF ponga en marcha A018
media_file=fifield%2Fattachments%2Fb0b534743414482c9addd247d3ca241e%2Feceade2d-085e-4c94-96e0-5f12b5c2935c%2Fc1-16_6_13.jfif | 0 | https://nnts.imgix.net/uploadedfiles/569ee93f-19d2-4d64-9584-e3e57a6d5cc9/PredictionImages/7e4af19a-62c5-420d-a35c-fdfb87f743aa.jpeg?expires=1711738818&or=0&s=282b692789e4e307a636bb283f7fcb3f | https://app.nanonets.com/#/ocr/test/569ee93f-19d2-4d64-9584-e3e57a6d5cc9/8b8cfe6b-ed2e-11ee-86a9-4e69b49d15d5 |  | XJ0131758 CAT 6h 56 m + AUTO I Stop Auto Start | 6h |  | 6
media_file=fifield%2Fattachments%2Fb0b534743414482c9addd247d3ca241e%2Fe4b198db-1034-4a2e-8dda-681a043bbaf4%2F1709227917389-20_34_4.jpg | 0 | https://nnts.imgix.net/uploadedfiles/569ee93f-19d2-4d64-9584-e3e57a6d5cc9/PredictionImages/7ee0ae6b-5c80-418f-881a-43aafde5992f.jpeg?expires=1711738818&or=0&s=f29915b16af3debf2425bdf352240de2 | https://app.nanonets.com/#/ocr/test/569ee93f-19d2-4d64-9584-e3e57a6d5cc9/8a0ce4f4-ed2e-11ee-8395-221e535af36b | 1551 | DSE DEEP SEA ELECTRONICS DSE 8610 Engine Run Time 3304h 3m 1551 start ( s ) | 3304h 3m |  | 3304
media_file=fifield%2Fattachments%2Fb0b534743414482c9addd247d3ca241e%2Feceade2d-085e-4c94-96e0-5f12b5c2935c%2F2-14_49_4.jfif | 0 | https://nnts.imgix.net/uploadedfiles/569ee93f-19d2-4d64-9584-e3e57a6d5cc9/PredictionImages/ebf71632-4dbc-43ae-85e9-5df1ad64d27c.jpeg?expires=1711738818&or=0&s=70c4d28db2c460f1e5428c5ddcb5a8dd | https://app.nanonets.com/#/ocr/test/569ee93f-19d2-4d64-9584-e3e57a6d5cc9/89fd7171-ed2e-11ee-86c0-4aca75adb6cb |  | APM ALARM SUMMARY 5855 kWh 386.8 h 261- LOW FUEL LEVEL ALARM RETENTION CONTAINER LEVEL ALARM ALARM ! RUN FAULT SUMMARY INPUT APM303 OVERLOAD / SHORT CIRCUIT FAULT STOP AUTO START LOW COOLANT LEVEL FAULT LOW FUEL LEVEL FAULT 593996 B | 386.8 | 593996 | 386.8
media_file=fifield%2Fattachments%2Fb0b534743414482c9addd247d3ca241e%2Fe4b198db-1034-4a2e-8dda-681a043bbaf4%2F1709227488236-20_27_26.jpg | 0 | https://nnts.imgix.net/uploadedfiles/569ee93f-19d2-4d64-9584-e3e57a6d5cc9/PredictionImages/16ec3eac-0185-48d8-b864-318baac2bb06.jpeg?expires=1711738818&or=0&s=48b007f11b3c3db86dd297f3ca14bee3 | https://app.nanonets.com/#/ocr/test/569ee93f-19d2-4d64-9584-e3e57a6d5cc9/89a58839-ed2e-11ee-8695-4e69b49d15d5 | 1661 | EA ELECTRONICS rigine he DSE 8610 Run Tim 2702h 0m 1661 Start Wesel Generator Se Modet Ð´ÐµÑÐµ A AUTO Main H Generator Voltage | 2702h |  | 2702
media_file=fifield%2Fattachments%2Fb0b534743414482c9addd247d3ca241e%2Fe04ff47f-7f4b-41cc-b692-32dce39f96a1%2F17024796118443921680980101720538-17_0_45.jpg | 0 | https://nnts.imgix.net/uploadedfiles/569ee93f-19d2-4d64-9584-e3e57a6d5cc9/PredictionImages/d3043ade-dcdf-4847-bde0-7e1d55a52f12.jpeg?expires=1711738818&or=0&s=b0eb1cf80c7f7a6571bc3fdb4a47ff69 | https://app.nanonets.com/#/ocr/test/569ee93f-19d2-4d64-9584-e3e57a6d5cc9/87215f7a-ed2e-11ee-bee9-161cfd66d21b |  | READ MANUAL IMPORTANT special : Read and understand the entire contents of this Installing emphasis , operating on the safety material throughout the manual manual before , with Instructions are useful only or by maintaining persons this equipment . This unit and operation . Do not allow untrained who are trained and experienced in the safe operate understand or maintain this unit . Contact your distributor persons if you do to not fully install , these instructions . Panel Lamp 10 ( ) ) DSE Deep Sea Electronics Buzzer LIN 232v â†‘ L2N 233 A 239 y OFF ON CHNT L3N DZ158-100 C100 Power Switch AUTO Made in U.K. ON OFF DIESEL - ELÃ‰CTRICA Lamp Switch GERADORES , BATERIAS , EQUIPAMENTO AGRICOLA E IRRIGAÃ‡ÃƒO , EQUIPAMENTO DE CONSTRUÃ‡ÃƒO , ACESSÃ“RIOS DE AUTOMÃ“VEIS 329 2110 MATOLA : EN4 , D - 448 MAPUTO : +258 21 480 094/82 ( Ao lado da FarmÃ¡cia Wit - Bank ) GAV : DAS FPLM , N " 1690 , C.P 964 ( Sabrina ) matola@dieselelectrica.co.mz esales@dieselelectrica.co.mz OTETE : Av : Eduardo Mondlane , N Â° 513 www.dieselelectrica.co.mx eadmin.tete@dieselelectrica.co.m ( Antiga Home Center ) ODiesel Electrica Moz
media_file=fifield%2Fattachments%2Fb0b534743414482c9addd247d3ca241e%2Fd9a500e9-2a07-4e96-8dce-407027167c28%2FWhatsApp_Image_2024-02-20_at_14.27.49_8354787b-15_19_54.jpg | 0 | https://nnts.imgix.net/uploadedfiles/569ee93f-19d2-4d64-9584-e3e57a6d5cc9/PredictionImages/ffb16aec-85ea-4ea7-94f8-a92c10f9a931.jpeg?expires=1711738818&or=0&s=d0c97267f23fd586d520e6a0a64858a1 | https://app.nanonets.com/#/ocr/test/569ee93f-19d2-4d64-9584-e3e57a6d5cc9/866b7667-ed2e-11ee-8679-4e69b49d15d5 |  | DEEP SEA ELECTRONICS DSE 7320 MKII DSE On Load L - N 225 V 46 A L - L 390 V 50.0 Hz 27 kW 0.08 Ld 639255 UNHCR AUTO |  | 639255
media_file=fifield%2Fattachments%2Fb0b534743414482c9addd247d3ca241e%2Fc416ab53-1cc1-4b31-948a-fc0f73bf3630%2FWhatsApp_Image_2023-12-07_at_13.04.18-13_4_44.jpeg | 0 | https://nnts.imgix.net/uploadedfiles/569ee93f-19d2-4d64-9584-e3e57a6d5cc9/PredictionImages/7a7b8ddc-f1ec-4cc1-b8ae-7562ea7c1aa8.jpeg?expires=1711738818&or=0&s=7d51f67da77c0089bbe47b5578a5dea2 | https://app.nanonets.com/#/ocr/test/569ee93f-19d2-4d64-9584-e3e57a6d5cc9/8525946e-ed2e-11ee-866f-4e69b49d15d5 |  | CAT A GA ACK RESET EVENT LOG 46 Â° C 14.3 71.7 h RUN AUTO STOP AC ENGINE MAIN MENU OK EMCP 4.1 | 71.7 |  | 71.7
media_file=fifield%2Fattachments%2Fb0b534743414482c9addd247d3ca241e%2Fc22b16b1-e880-47b2-9112-fcc1bac08ed5%2Fcontrol_screen-10_0_43.jpeg | 0 | https://nnts.imgix.net/uploadedfiles/569ee93f-19d2-4d64-9584-e3e57a6d5cc9/PredictionImages/c205f8a3-7f1e-44a6-bda2-793e43350460.jpeg?expires=1711738818&or=0&s=aa1121f0c4188aa533f7bb50f78d534c | https://app.nanonets.com/#/ocr/test/569ee93f-19d2-4d64-9584-e3e57a6d5cc9/84c2ee24-ed2e-11ee-bee1-161cfd66d21b |  | DSE Deep Sea Electronics 219V LIN Ã˜V 223V L2N Ã˜V 207V L3N O AUTO I Stop Auto Start h Alarm Indication ER
media_file=fifield%2Fattachments%2Fb0b534743414482c9addd247d3ca241e%2Fc5a441af-0b3d-41c7-87f4-d1f99cbc5792%2FGenerator_Control_Screen-15_48_23.jpg | 0 | https://nnts.imgix.net/uploadedfiles/569ee93f-19d2-4d64-9584-e3e57a6d5cc9/PredictionImages/8af1b33b-3b59-47b4-9523-1ca6e7267085.jpeg?expires=1711738818&or=0&s=bd23db4231f8ccd8c58475d24f99e416 | https://app.nanonets.com/#/ocr/test/569ee93f-19d2-4d64-9584-e3e57a6d5cc9/83822920-ed2e-11ee-8666-4e69b49d15d5 |  | DEEP SEA ELECTRONICS DSE DSE 8610 Status 11:07 RUNNING Generator at Rest GEN ON LOAD ALARM Stop Mode START SIGNAL 0 AUTO
media_file=fifield%2Fattachments%2Fb0b534743414482c9addd247d3ca241e%2Fc5a441af-0b3d-41c7-87f4-d1f99cbc5792%2FGenerator_Control_Screen-15_45_2.jpg | 0 | https://nnts.imgix.net/uploadedfiles/569ee93f-19d2-4d64-9584-e3e57a6d5cc9/PredictionImages/652235e1-9f17-45bd-a8fe-63ae4e2b752c.jpeg?expires=1711738818&or=0&s=ad551919dd911b20f10f3fc47b5cacd4 | https://app.nanonets.com/#/ocr/test/569ee93f-19d2-4d64-9584-e3e57a6d5cc9/825faa61-ed2e-11ee-8358-221e535af36b |  | DEEP SEA ELECTRONICS DSE DSE 8610 Status 9:25 RUNNING Generator at Rest GEN ON LOAD ALARM Auto Mode START SIGNAL O TAUTO
media_file=fifield%2Fattachments%2Fb0b534743414482c9addd247d3ca241e%2Fc5a441af-0b3d-41c7-87f4-d1f99cbc5792%2FGenerator_Control_Screen-15_42_22.jpg | 0 | https://nnts.imgix.net/uploadedfiles/569ee93f-19d2-4d64-9584-e3e57a6d5cc9/PredictionImages/d7d23e62-f63f-431b-b47e-7a26ed3b895d.jpeg?expires=1711738818&or=0&s=609abe916598091875341cf3d5049feb | https://app.nanonets.com/#/ocr/test/569ee93f-19d2-4d64-9584-e3e57a6d5cc9/81cf13d4-ed2e-11ee-865d-4e69b49d15d5 |  | DEEP SEA ELECTRONICS DSE 7410 MKII Status 10:41 Generator at Rest Auto Mode 2 ) ( Ø¹Û’ I AUTO
media_file=fifield%2Fattachments%2Fb0b534743414482c9addd247d3ca241e%2Fc5a441af-0b3d-41c7-87f4-d1f99cbc5792%2FGenerator_Control_Screen-15_39_4.jpg | 0 | https://nnts.imgix.net/uploadedfiles/569ee93f-19d2-4d64-9584-e3e57a6d5cc9/PredictionImages/4f41685d-f036-4fb3-94f0-21c31aa1ffbb.jpeg?expires=1711738818&or=0&s=8620e2e0d5feba40cc1af474de180b9e | https://app.nanonets.com/#/ocr/test/569ee93f-19d2-4d64-9584-e3e57a6d5cc9/814aca0f-ed2e-11ee-8696-4aca75adb6cb |  | DSE DEEP SEA ELECTRONICS DSE 7410 MKII Status 8:43 Generator at Rest Auto Mode Ø¨Ù„Ø§Ø· ) 2 ( AUTO
media_file=fifield%2Fattachments%2Fb0b534743414482c9addd247d3ca241e%2Fc1dad181-a258-469a-a1f5-4553ce0989f0%2FWhatsApp_Image_2024-02-28_at_1.54.54_PM-8_18_46.jpeg | 0 | https://nnts.imgix.net/uploadedfiles/569ee93f-19d2-4d64-9584-e3e57a6d5cc9/PredictionImages/631617d7-0a69-4c87-83bf-ef7d890a0034.jpeg?expires=1711738818&or=0&s=49335d502040d1e0fa4dc46b9fc256f2 | https://app.nanonets.com/#/ocr/test/569ee93f-19d2-4d64-9584-e3e57a6d5cc9/8096f34e-ed2e-11ee-864c-4e69b49d15d5 |  | DEEP SEA ELECTRONICS DSE 7320 Status 13:41 Generator at Rest Auto Mode AUTO kullanÄ±ma 1 Aydan uzun kalavuzunda sÃ¼re jeneratÃ¶rÃ¼n kullanÄ±lmayacaÄŸÄ± durumlarda , jeneratÃ¶rler JeneratÃ¶r No I Aydan uzun sÃ¼reli jeneratÃ¶rÃ¼ belirtildiÄŸi kullanmadÄ±ÄŸÄ±nÄ±z ÅŸekilde depolanmalÄ±dÄ±r . kullanma kÄ±lavuzundaki Ã¶nlemler alÄ±nmalÄ±dÄ±r zaman jeneratÃ¶r Ã§alÄ±ÅŸtÄ±rÄ±lÄ±rken When the genset will not be according to recommendations used which for over are a month , it must be stored 177460 Anytime your genset is not used for over a given month in , manual during comply recommendations that are given in manual . first start please aksa JENERATOR 444 4 630 RGENC STOP www.aksa.com.tr aksa POWER GENERATION
media_file=fifield%2Fattachments%2Fb0b534743414482c9addd247d3ca241e%2Fbf9ccf96-7521-4bad-96ee-1bc43e32e495%2FControl_Panel_IRNKM-9_41_59.JPG | 0 | https://nnts.imgix.net/uploadedfiles/569ee93f-19d2-4d64-9584-e3e57a6d5cc9/PredictionImages/0501ed05-f1e9-4c27-b4e2-5bcfc9a2411c.jpeg?expires=1711738818&or=0&s=763697135b55c27474177ea6487f45f0 | https://app.nanonets.com/#/ocr/test/569ee93f-19d2-4d64-9584-e3e57a6d5cc9/7ee6eee7-ed2e-11ee-9647-52f8dd295e24 |  | DEIF Gen - Set Controller GC - 1F AMF 41 Od Oh Load Transfer Power Alarm Y2 Od Oh Low water level L Run hours 210h ESC AUT TEST O MAN | 210h |  | 210
media_file=fifield%2Fattachments%2Fb0b534743414482c9addd247d3ca241e%2Fb7a2e975-e244-46cf-8926-180bb2d31249%2FPXL_20231211_100957971-17_29_43.jpg | 0 | https://nnts.imgix.net/uploadedfiles/569ee93f-19d2-4d64-9584-e3e57a6d5cc9/PredictionImages/c4e7dd4f-a961-480f-b212-f52210dbe78e.jpeg?expires=1711738818&or=0&s=5095648263ff2e15e4216161c02ce057 | https://app.nanonets.com/#/ocr/test/569ee93f-19d2-4d64-9584-e3e57a6d5cc9/7df20334-ed2e-11ee-be9d-161cfd66d21b |  | DSE DEEP SEA ELECTRONICS DSE 7320 MKII On Load L - N 232 V 109 A L - L 403 V 50.0 Hz -74 kW -0.97 Ld 1 KKKKK AUTO
media_file=fifield%2Fattachments%2Fb0b534743414482c9addd247d3ca241e%2Fb7a2e975-e244-46cf-8926-180bb2d31249%2FPXL_20231211_100518317-17_3_9.jpg | 0 | https://nnts.imgix.net/uploadedfiles/569ee93f-19d2-4d64-9584-e3e57a6d5cc9/PredictionImages/f4e95cc5-7a76-43c5-a3a9-7219f228cbd0.jpeg?expires=1711738818&or=0&s=b490735e1a781aa7ddc17fd5a655636c | https://app.nanonets.com/#/ocr/test/569ee93f-19d2-4d64-9584-e3e57a6d5cc9/7d967f2b-ed2e-11ee-8631-4e69b49d15d5 |  | UNHCR B CATÂ® ACK RESET EVENT LOG 0 kPa 43 Â° C 12.8 V 0 rpm 386.4 hrs STOPPED RUN AUTO STOP @@@ AC ENGINE MAIN MENU OK EMCP 4.1 | 386.4 | 561750 | 386.4
media_file=fifield%2Fattachments%2Fb0b534743414482c9addd247d3ca241e%2Fb7a2e975-e244-46cf-8926-180bb2d31249%2FPXL_20231211_065948324-16_59_40.jpg | 0 | https://nnts.imgix.net/uploadedfiles/569ee93f-19d2-4d64-9584-e3e57a6d5cc9/PredictionImages/1d44e3e2-ca0b-45ba-8cb1-97ebd36d278d.jpeg?expires=1711738818&or=0&s=96399f0692d75b31d0a0ecbd4303c8cf | https://app.nanonets.com/#/ocr/test/569ee93f-19d2-4d64-9584-e3e57a6d5cc9/7c26365e-ed2e-11ee-831f-221e535af36b |  | 561749 UNHCR CAT ACK RESET EVENT LOG H / W 4509596-00 CAT S / N : 0878E045TY RUN AUTO STOP ×“×™ AC ENGINE MAIN MENU OK EMCP 4.1 |  | 561749
media_file=fifield%2Fattachments%2Fb0b534743414482c9addd247d3ca241e%2Fb7a2e975-e244-46cf-8926-180bb2d31249%2FPXL_20231211_065822561-17_40_58.jpg | 0 | https://nnts.imgix.net/uploadedfiles/569ee93f-19d2-4d64-9584-e3e57a6d5cc9/PredictionImages/5a1327fc-2989-4c8d-b682-41e266db0e59.jpeg?expires=1711738818&or=0&s=178456aed0cada1d1e9f4dd500ccaa5f | https://app.nanonets.com/#/ocr/test/569ee93f-19d2-4d64-9584-e3e57a6d5cc9/7aa16bcb-ed2e-11ee-9600-52f8dd295e24 |  | DANGER THIS MACHINE IS REMOTELY CONTROLLED AND MAY START WITHOUT WARNING About Variant 6120 DSE Application V2.4.1 USB ID 6C283799EF C B AUTO Made in U.K. 749004 UNHCR |  | 749004
media_file=fifield%2Fattachments%2Fb0b534743414482c9addd247d3ca241e%2Fb7a2e975-e244-46cf-8926-180bb2d31249%2FIMG-20231211-WA0022-17_19_57.jpg | 0 | https://nnts.imgix.net/uploadedfiles/569ee93f-19d2-4d64-9584-e3e57a6d5cc9/PredictionImages/a793b2f1-a4d0-44f0-8437-2fce7681ce34.jpeg?expires=1711738818&or=0&s=e4b32570205e5843f94381480b700ab3 | https://app.nanonets.com/#/ocr/test/569ee93f-19d2-4d64-9584-e3e57a6d5cc9/79fd8864-ed2e-11ee-8308-221e535af36b |  | DSE Deep Sea Electronics 1724h 28m O AUTO ¦ Stop Auto Start Emergency Button | 1724h |  | 1724
media_file=fifield%2Fattachments%2Fb0b534743414482c9addd247d3ca241e%2Fafdd06db-404e-4c71-814b-6070dd8d6221%2FControl_Screen-9_30_45.jpeg | 0 | https://nnts.imgix.net/uploadedfiles/569ee93f-19d2-4d64-9584-e3e57a6d5cc9/PredictionImages/d93756a7-c18d-4a26-9838-167f7cda9069.jpeg?expires=1711738818&or=0&s=9594e357ddaac72b5c33c5af79b1766d | https://app.nanonets.com/#/ocr/test/569ee93f-19d2-4d64-9584-e3e57a6d5cc9/79d97246-ed2e-11ee-8305-221e535af36b | 1 | SVF SERVICIO TECNICO - MANTENIMIENTO - REPUESTOS Quito : Av . Eloy Alfare entre Arupes y Aceitunas Telfs : 248 1377-2481378 Danko FIAT InteliLite NT AMF 20 ComAp â–· OFF MAN UT TEST Mode Mode Start 776486 Listo Operked O + O O + O 1 PE 0.00 Horn Fault Stop RPM reset reset Sin Time 0 Page Peligro Alto Voltaje Enter 1/0 1/0 A012 Light Switch EMERGENCE Alam Indication Power Switch ATENCIÃ“N No manipule el se Galaxy S20 FE generador cuando ponga en marcha 7 de diciembre de 2023 4:09 p.m. | 0 | 776486
media_file=fifield%2Fattachments%2Fb0b534743414482c9addd247d3ca241e%2Fabaf729e-e4ba-4a8f-ac23-c175d239b05e%2FWhatsApp_Image_2023-12-19_at_08.43.21-13_31_23.jpeg | 0 | https://nnts.imgix.net/uploadedfiles/569ee93f-19d2-4d64-9584-e3e57a6d5cc9/PredictionImages/89e01714-d1bc-443d-b5c6-2ec8a24758c7.jpeg?expires=1711738818&or=0&s=f09cd4cf378f87648feb8f37b37336ec | https://app.nanonets.com/#/ocr/test/569ee93f-19d2-4d64-9584-e3e57a6d5cc9/7983cdbf-ed2e-11ee-85f8-4e69b49d15d5 |  | CAT 00 CA Î” A ACK RESET EVENT LOG RUN AUTO STOP AC ENGINE MAIN MENU OK EMCP 4.1
media_file=fifield%2Fattachments%2Fb0b534743414482c9addd247d3ca241e%2Fa0801365-d437-476b-9f20-6e45dd84a627%2FPantalla-21_0_10.jpg | 0 | https://nnts.imgix.net/uploadedfiles/569ee93f-19d2-4d64-9584-e3e57a6d5cc9/PredictionImages/9a8ba85d-b9c6-456f-80f6-6fcea4c1b0d6.jpeg?expires=1711738818&or=0&s=e892617ee8d03aabc5a5bbe8242f0f16 | https://app.nanonets.com/#/ocr/test/569ee93f-19d2-4d64-9584-e3e57a6d5cc9/772a4734-ed2e-11ee-be77-161cfd66d21b |  | Telfs mtu DETROIT DIESEL InteliLite NT AMF 20 ComAp OFF MAN AUT TEST Mode Mode Start Listo OperRed OOOO KW 0.00 PF Horn Fault Stop 0 reset reset 0 Page IIL G Enter 1/0 1/0
media_file=fifield%2Fattachments%2Fb0b534743414482c9addd247d3ca241e%2Fabaf729e-e4ba-4a8f-ac23-c175d239b05e%2FWhatsApp_Image_2023-12-19_at_08.43.18-13_28_6.jpeg | 0 | https://nnts.imgix.net/uploadedfiles/569ee93f-19d2-4d64-9584-e3e57a6d5cc9/PredictionImages/26a36c97-5ed5-41db-b576-c587dce5bdb4.jpeg?expires=1711738818&or=0&s=0b7d03a8d833a05eeb6b2a1a79e3d984 | https://app.nanonets.com/#/ocr/test/569ee93f-19d2-4d64-9584-e3e57a6d5cc9/77181b00-ed2e-11ee-85e6-4e69b49d15d5 |  | APM ÎŸ Î’ OLE ALARM RUN Hz STOP AUTO START I >>> A
media_file=fifield%2Fattachments%2Fb0b534743414482c9addd247d3ca241e%2Fa84c8ae7-3e7c-4274-8f50-c567d6973c99%2FWhatsApp_Image_2024-01-16_at_16.41.30_1-16_42_15.jpeg | 0 | https://nnts.imgix.net/uploadedfiles/569ee93f-19d2-4d64-9584-e3e57a6d5cc9/PredictionImages/51be78af-6744-467a-9332-77ceb7ef3e7c.jpeg?expires=1711738818&or=0&s=22fe877e9220e64a5cd3f30a910e9e77 | https://app.nanonets.com/#/ocr/test/569ee93f-19d2-4d64-9584-e3e57a6d5cc9/76048a63-ed2e-11ee-be68-161cfd66d21b | 2977 | ROLLER 6120 Engine Run Time A 7265h 4m 2977Start ( s ) AUTO | 7265 |  | 7265
media_file=fifield%2Fattachments%2Fb0b534743414482c9addd247d3ca241e%2Fa84c8ae7-3e7c-4274-8f50-c567d6973c99%2FWhatsApp_Image_2024-01-16_at_16.07.51_1-16_8_11.jpeg | 0 | https://nnts.imgix.net/uploadedfiles/569ee93f-19d2-4d64-9584-e3e57a6d5cc9/PredictionImages/3cc9f221-4b68-40cf-8d66-8d9c595395e5.jpeg?expires=1711738818&or=0&s=fc0db4699454b5796aa3be873cb19d1c | https://app.nanonets.com/#/ocr/test/569ee93f-19d2-4d64-9584-e3e57a6d5cc9/75ef1f7b-ed2e-11ee-8650-4aca75adb6cb |  | DSE Deep Sea Electronics 2819h 39m AUTO I Stop Auto Start Power Switch Alarm Indication MERGENCE | 39m |  | 2819
media_file=fifield%2Fattachments%2Fb0b534743414482c9addd247d3ca241e%2Fa84c8ae7-3e7c-4274-8f50-c567d6973c99%2FWhatsApp_Image_2024-01-16_at_15.36.52-15_40_49.jpeg | 0 | https://nnts.imgix.net/uploadedfiles/569ee93f-19d2-4d64-9584-e3e57a6d5cc9/PredictionImages/6be409c3-4910-433d-b73c-bfbb102919ac.jpeg?expires=1711738818&or=0&s=db2633e37f217f5799b8d1aeb6eb6da1 | https://app.nanonets.com/#/ocr/test/569ee93f-19d2-4d64-9584-e3e57a6d5cc9/75bd9711-ed2e-11ee-85e1-4e69b49d15d5 |  | SE Deep Sea Electronics 6118h 45 O 0 Î Î™ | 6118 |  | 6118
media_file=fifield%2Fattachments%2Fb0b534743414482c9addd247d3ca241e%2Fa84c8ae7-3e7c-4274-8f50-c567d6973c99%2FWhatsApp_Image_2024-01-16_at_15.28.24_1-15_29_48.jpeg | 0 | https://nnts.imgix.net/uploadedfiles/569ee93f-19d2-4d64-9584-e3e57a6d5cc9/PredictionImages/a901665c-3b50-4924-966e-731c4209ad26.jpeg?expires=1711738818&or=0&s=f04cf035dc316a64da5928b947336442 | https://app.nanonets.com/#/ocr/test/569ee93f-19d2-4d64-9584-e3e57a6d5cc9/73d9fc5e-ed2e-11ee-9599-52f8dd295e24 |  | DSE Deep Sea Electronics 11567 58m AUTO I Auto Start | 11567 |  | 11567
x520_image1.jpeg | 0 | https://nnts.imgix.net/uploadedfiles/569ee93f-19d2-4d64-9584-e3e57a6d5cc9/PredictionImages/cfef22e5-a15b-4823-8ed4-125680a725de.jpeg?expires=1711738818&or=0&s=e3d5649ea04547c3a4c038cbe2318cb3 | https://app.nanonets.com/#/ocr/test/569ee93f-19d2-4d64-9584-e3e57a6d5cc9/71631da4-ed2e-11ee-8293-221e535af36b |  | 561128 UNHCR 00 DSE 57 57154 154 -17 1060 O AUTO . à¥ªà¥ª Model 702K - AS- HC | 5715.4 | 561128 | 5715.4
x521_image1.jpeg | 0 | https://nnts.imgix.net/uploadedfiles/569ee93f-19d2-4d64-9584-e3e57a6d5cc9/PredictionImages/88f9cf14-ded8-4deb-9493-10d58beed7c3.jpeg?expires=1711738818&or=0&s=b7af279566066defd7e515f9aa02f4e7 | https://app.nanonets.com/#/ocr/test/569ee93f-19d2-4d64-9584-e3e57a6d5cc9/71630cee-ed2e-11ee-8292-221e535af36b | 70 | DSE DEEP SEA ELECTRONICS DSE 7320 Engine Runme Remote start on load 85h 55m common warming 70 Start High coolant Temperature ( s ) Low oil pressure AUTO | 85h 55m |  | 85
x519_image1.jpeg | 0 | https://nnts.imgix.net/uploadedfiles/569ee93f-19d2-4d64-9584-e3e57a6d5cc9/PredictionImages/8f41ea7a-597d-48d4-93ca-3af5616ac8a3.jpeg?expires=1711738818&or=0&s=ecc516814fe315b952d2ffdcbba4b565 | https://app.nanonets.com/#/ocr/test/569ee93f-19d2-4d64-9584-e3e57a6d5cc9/7145a478-ed2e-11ee-8290-221e535af36b |  | Service Date -30/08/2023\n Last Service Hours -1353.8 hrs\n Fervice Hours - 1603.8 hrs\n * DSE\n 10048 18 105 10\n\n AUTO\n\n Model 702K - AS - HC | 18 10.5 |  | 1810.5
media_file=fifield%2Fattachments%2Fb0b534743414482c9addd247d3ca241e%2Fa84c8ae7-3e7c-4274-8f50-c567d6973c99%2FWhatsApp_Image_2024-01-16_at_15.13.20-15_14_5.jpeg | 0 | https://nnts.imgix.net/uploadedfiles/569ee93f-19d2-4d64-9584-e3e57a6d5cc9/PredictionImages/828df86e-5204-4c36-b7f6-edfe632f2594.jpeg?expires=1711738818&or=0&s=075939c75852116ab687b66bba50348a | https://app.nanonets.com/#/ocr/test/569ee93f-19d2-4d64-9584-e3e57a6d5cc9/710a698b-ed2e-11ee-828b-221e535af36b | 2051 | DEEP SEA ELECTRONICS DSE DSE 7420 MKII Engine Run Time SYSTEM IN AUTO MODE LOW 4270h 49m WATER LEVEL 2051.start COOLING HIGH ( s ) TEMPERATURE LOW OIL PRESSURE AUTO | 4270h 49m |  | 4270
x518_image1.jpeg | 0 | https://nnts.imgix.net/uploadedfiles/569ee93f-19d2-4d64-9584-e3e57a6d5cc9/PredictionImages/acd02ecf-d29e-4bcf-83b1-7a8dd6a60a99.jpeg?expires=1711738818&or=0&s=784fe83a72e66de7d6e5a2a627b61a39 | https://app.nanonets.com/#/ocr/test/569ee93f-19d2-4d64-9584-e3e57a6d5cc9/7069961d-ed2e-11ee-8638-4aca75adb6cb | 694 | UNHCR Engine Run Time 1184h 44m DSE 694 start ( s ) AUTO Made in U.K. | 1184h 44m | 561295 | 1184
media_file=fifield%2Fattachments%2Fb0b534743414482c9addd247d3ca241e%2F1dc6620f-d95a-442f-92a2-a399a7034ed1%2F1-17_13_56.jpg | 0 | https://nnts.imgix.net/uploadedfiles/569ee93f-19d2-4d64-9584-e3e57a6d5cc9/PredictionImages/710c5e33-539d-4d82-8d7f-59cf804b328a.jpeg?expires=1711738818&or=0&s=571db86a9eb9b5439ba0d89254cac5fc | https://app.nanonets.com/#/ocr/test/569ee93f-19d2-4d64-9584-e3e57a6d5cc9/71526cdd-e631-11ee-aabc-9236fffca3f7
media_file=fifield%2Fattachments%2Fb0b534743414482c9addd247d3ca241e%2F0f0e907d-9ecd-41b7-9e9a-cb08b6674e6e%2FWhatsApp_Image_2024-02-20_at_14.27.49_8354787b-15_21_28.jpg | 0 | https://nnts.imgix.net/uploadedfiles/569ee93f-19d2-4d64-9584-e3e57a6d5cc9/PredictionImages/68024e6b-d90d-4293-82d1-674762ae8d64.jpeg?expires=1711738818&or=0&s=2229d4f9f8d5372d353db6f5267d37a5 | https://app.nanonets.com/#/ocr/test/569ee93f-19d2-4d64-9584-e3e57a6d5cc9/708e0781-e631-11ee-a505-3675e4259b92 |  | DEEP SEA ELECTRONICS DSE 7320 MKII DSE On Load L - N 225 V 46 A L - L 390 V 50.0 Hz 27 kW 0.08 Ld 639255 UNHCR AUTO |  | 639255
media_file=fifield%2Fattachments%2Fb0b534743414482c9addd247d3ca241e%2Fe9f6721f-34e9-423d-b2f8-d7d86e14ac7b%2FPantalla_Upala-14_59_56.jpeg | 0 | https://nnts.imgix.net/uploadedfiles/569ee93f-19d2-4d64-9584-e3e57a6d5cc9/PredictionImages/9fdeb689-afee-43e0-9218-29c5bd4d0962.jpeg?expires=1711738818&or=0&s=ef5235104daf4ef9483f784dec1413d1 | https://app.nanonets.com/#/ocr/test/569ee93f-19d2-4d64-9584-e3e57a6d5cc9/6fbc3ebc-e631-11ee-98ed-2268dd38f75b |  | LISTO PARA HANDAR 39350 ( H ) TO MANUAL O ESCADE | 39350
media_file=fifield%2Fattachments%2Fb0b534743414482c9addd247d3ca241e%2Fc416ab53-1cc1-4b31-948a-fc0f73bf3630%2FWhatsApp_Image_2023-12-07_at_13.04.18-13_4_44.jpeg | 0 | https://nnts.imgix.net/uploadedfiles/569ee93f-19d2-4d64-9584-e3e57a6d5cc9/PredictionImages/751b695a-db0d-44b0-bbdc-67f74ea60304.jpeg?expires=1711738818&or=0&s=4f75d206a1b2868054b42479421617d5 | https://app.nanonets.com/#/ocr/test/569ee93f-19d2-4d64-9584-e3e57a6d5cc9/6f9d6687-e631-11ee-b712-fe8ebc8a7001 |  | CAT A GA ACK RESET EVENT LOG 46 Â° C 14.3 71.7 h RUN AUTO STOP AC ENGINE MAIN MENU OK EMCP 4.1 | 71.7 h
media_file=fifield%2Fattachments%2Fb0b534743414482c9addd247d3ca241e%2Fc22b16b1-e880-47b2-9112-fcc1bac08ed5%2Fcontrol_screen-10_0_43.jpeg | 0 | https://nnts.imgix.net/uploadedfiles/569ee93f-19d2-4d64-9584-e3e57a6d5cc9/PredictionImages/aeae8bb4-e720-4fa3-8b9c-f5ca8f7f2eba.jpeg?expires=1711738818&or=0&s=4cde1267700f05551ee7c615d750aacd | https://app.nanonets.com/#/ocr/test/569ee93f-19d2-4d64-9584-e3e57a6d5cc9/6d0bf583-e631-11ee-a5ff-621d9126fd2f |  | DSE Deep Sea Electronics 219V LIN Ã˜V 223V L2N Ã˜V 207V L3N O AUTO I Stop Auto Start h Alarm Indication ER
media_file=fifield%2Fattachments%2Fb0b534743414482c9addd247d3ca241e%2Fc1dad181-a258-469a-a1f5-4553ce0989f0%2FWhatsApp_Image_2024-02-28_at_3.10.35_PM-9_19_3.jpeg | 0 | https://nnts.imgix.net/uploadedfiles/569ee93f-19d2-4d64-9584-e3e57a6d5cc9/PredictionImages/50741358-2bb1-441a-bea3-ff208d05edbf.jpeg?expires=1711738818&or=0&s=8ca5167bac84258cdc844f5cae17ed69 | https://app.nanonets.com/#/ocr/test/569ee93f-19d2-4d64-9584-e3e57a6d5cc9/6caf8c26-e631-11ee-a5fe-621d9126fd2f |  | DSE Deep Sea Electronics AUTO Made in U.K Â¡ Jer 177441 ãŸã¾ 444 630 UNHCR / 2014 / 3 / 0013
media_file=fifield%2Fattachments%2Fb0b534743414482c9addd247d3ca241e%2Fc1dad181-a258-469a-a1f5-4553ce0989f0%2FWhatsApp_Image_2024-02-28_at_3.08.51_PM-9_21_26.jpeg | 0 | https://nnts.imgix.net/uploadedfiles/569ee93f-19d2-4d64-9584-e3e57a6d5cc9/PredictionImages/f86dddfe-3386-48a9-8202-c625d3138366.jpeg?expires=1711738818&or=0&s=01603b1b9d537b765bf6d47d54bb3a8a | https://app.nanonets.com/#/ocr/test/569ee93f-19d2-4d64-9584-e3e57a6d5cc9/6ba8ed75-e631-11ee-aaa6-9236fffca3f7 |  | durumlarda , jenerat\u00f6rler mal\u0131d\u0131r man jenerat\u00f6r . \u00e7ali\u015ftirilirken it must be stored manual during first start please Made in UK . 177435 \u81a0 F1 : 41 1 444 4 630
media_file=fifield%2Fattachments%2Fb0b534743414482c9addd247d3ca241e%2Fc1dad181-a258-469a-a1f5-4553ce0989f0%2FWhatsApp_Image_2024-02-28_at_2.29.57_PM-9_33_15.jpeg | 0 | https://nnts.imgix.net/uploadedfiles/569ee93f-19d2-4d64-9584-e3e57a6d5cc9/PredictionImages/bd4598ba-59d1-4384-b7e7-0ed6e407ffb3.jpeg?expires=1711738818&or=0&s=13103c2802c24893ad1df8ff3457facc | https://app.nanonets.com/#/ocr/test/569ee93f-19d2-4d64-9584-e3e57a6d5cc9/6b546ccd-e631-11ee-aa9d-9236fffca3f7 |  | "Emergency\n\nInteliLite\t\tAMF
media_file=fifield%2Fattachments%2Fb0b534743414482c9addd247d3ca241e%2Fc1dad181-a258-469a-a1f5-4553ce0989f0%2FWhatsApp_Image_2024-02-28_at_2.28.57_PM-9_16_30.jpeg | 0 | https://nnts.imgix.net/uploadedfiles/569ee93f-19d2-4d64-9584-e3e57a6d5cc9/PredictionImages/3db3758e-0e42-43d6-9cba-cdcfd483b527.jpeg?expires=1711738818&or=0&s=3b6a405d693ac643e372f3cdb566c7ee | https://app.nanonets.com/#/ocr/test/569ee93f-19d2-4d64-9584-e3e57a6d5cc9/684bb195-e631-11ee-98bf-2268dd38f75b |  | DSE Deep Sea Electronics AUTO Made in U.K # 77437 COLM
media_file=fifield%2Fattachments%2Fb0b534743414482c9addd247d3ca241e%2Fc1dad181-a258-469a-a1f5-4553ce0989f0%2FWhatsApp_Image_2024-02-28_at_2.27.36_PM-9_22_57.jpeg | 0 | https://nnts.imgix.net/uploadedfiles/569ee93f-19d2-4d64-9584-e3e57a6d5cc9/PredictionImages/f1be8f0c-a25f-4f61-ad72-87f1904d8952.jpeg?expires=1711738818&or=0&s=e34d99f9aa73dee8c90225a51ae3ae2e | https://app.nanonets.com/#/ocr/test/569ee93f-19d2-4d64-9584-e3e57a6d5cc9/66fa0dca-e631-11ee-a5e0-621d9126fd2f |  | yaide anmalarda , jenertibrier depolanmal kullanmading zaman jene \u00f6nlemler aldr t be used for over a mohit must be store ndations which a given manual et used for verunt , uring first stars please hat are pen in raral DSE Deep Sea Electronics Made in U.K No Jenerat\u00f6r 177439 KILAVUZU DALY READ THE MANUAL aksa 630 4 444 com.tr
media_file=fifield%2Fattachments%2Fb0b534743414482c9addd247d3ca241e%2Fc1dad181-a258-469a-a1f5-4553ce0989f0%2FWhatsApp_Image_2024-02-28_at_2.26.04_PM-9_24_35.jpeg | 0 | https://nnts.imgix.net/uploadedfiles/569ee93f-19d2-4d64-9584-e3e57a6d5cc9/PredictionImages/8dcabc30-0029-432e-a2d0-6ba97fb32440.jpeg?expires=1711738818&or=0&s=ab6d99546bd7e3d462cdf34aa1b035a2 | https://app.nanonets.com/#/ocr/test/569ee93f-19d2-4d64-9584-e3e57a6d5cc9/66ed9e35-e631-11ee-b6ed-fe8ebc8a7001 |  | jeneratÃ¶rÃ¼n kullanÄ±lmayacaÄŸÄ± durumlarda , jeneratÃ¶rler nda belirtildiÄŸi ÅŸekilde depolanmalÄ±dÄ±r . eli jeneratÃ¶rÃ¼ kullanmadÄ±ÄŸÄ±nÄ±z zaman jeneratÃ¶r Ã§alÄ±ÅŸtÄ±rÄ±lÄ±rken ndaki Ã¶nlemler alÄ±nmalÄ±dÄ±r . will not be used for over a month , it must be stored mendations which are given in manual et is not used for over a month , during first start please ations that are given in manual . ETK - 311 DSE Deep Sea Electronics AUTO Made in U.K. JeneratÃ¶r No 177462 aksa JENERATOR . 444 4 630 ww.aksa.com.tr MERGENS STOP
media_file=fifield%2Fattachments%2Fb0b534743414482c9addd247d3ca241e%2Fc1dad181-a258-469a-a1f5-4553ce0989f0%2FWhatsApp_Image_2024-02-28_at_2.24.00_PM-9_7_0.jpeg | 0 | https://nnts.imgix.net/uploadedfiles/569ee93f-19d2-4d64-9584-e3e57a6d5cc9/PredictionImages/6d94fef2-6115-43a1-adc9-7662133eca18.jpeg?expires=1711738818&or=0&s=ec303546a91b913464fd67a685441f83 | https://app.nanonets.com/#/ocr/test/569ee93f-19d2-4d64-9584-e3e57a6d5cc9/652f2007-e631-11ee-98b2-2268dd38f75b |  | L FG WILSON AQ 27.0 V STOPPED AQ POWERWIZARD 1.0 DANGER THIS MACHINE IS REMOTELY CONTROLLED AND MAY START WITHOUT WARNING | 400.5
media_file=fifield%2Fattachments%2Fb0b534743414482c9addd247d3ca241e%2Fc1dad181-a258-469a-a1f5-4553ce0989f0%2FWhatsApp_Image_2024-02-28_at_2.07.22_PM-9_4_12.jpeg | 0 | https://nnts.imgix.net/uploadedfiles/569ee93f-19d2-4d64-9584-e3e57a6d5cc9/PredictionImages/820b7920-43e5-44f2-acaa-fa8dcf2e8707.jpeg?expires=1711738818&or=0&s=cc979cfd19580771eef42232095a88f2 | https://app.nanonets.com/#/ocr/test/569ee93f-19d2-4d64-9584-e3e57a6d5cc9/58de73b5-e631-11ee-a489-3675e4259b92 |  | LLISTER PETTER LOAD TRANSFER PRE - HEAT DC CONTROLS DC CIRCUIT OFF ON PROTECTION PRESS TO RESET AUTO 598243 UNHCR |  | 598243
media_file=fifield%2Fattachments%2Fb0b534743414482c9addd247d3ca241e%2Fc1dad181-a258-469a-a1f5-4553ce0989f0%2FWhatsApp_Image_2024-02-28_at_1.54.54_PM-8_18_46.jpeg | 0 | https://nnts.imgix.net/uploadedfiles/569ee93f-19d2-4d64-9584-e3e57a6d5cc9/PredictionImages/34f128fc-c257-44ad-b46d-84d0525bc68d.jpeg?expires=1711738818&or=0&s=2ee6f6c6b20e55c5c500afaee67684ea | https://app.nanonets.com/#/ocr/test/569ee93f-19d2-4d64-9584-e3e57a6d5cc9/58dd3d79-e631-11ee-981e-2268dd38f75b |  | DEEP SEA ELECTRONICS DSE 7320 Status 13:41 Generator at Rest Auto Mode AUTO kullanÄ±ma 1 Aydan uzun kalavuzunda sÃ¼re jeneratÃ¶rÃ¼n kullanÄ±lmayacaÄŸÄ± durumlarda , jeneratÃ¶rler JeneratÃ¶r No I Aydan uzun sÃ¼reli jeneratÃ¶rÃ¼ belirtildiÄŸi kullanmadÄ±ÄŸÄ±nÄ±z ÅŸekilde depolanmalÄ±dÄ±r . kullanma kÄ±lavuzundaki Ã¶nlemler alÄ±nmalÄ±dÄ±r zaman jeneratÃ¶r Ã§alÄ±ÅŸtÄ±rÄ±lÄ±rken When the genset will not be according to recommendations used which for over are a month , it must be stored 177460 Anytime your genset is not used for over a given month in , manual during comply recommendations that are given in manual . first start please aksa JENERATOR 444 4 630 RGENC STOP www.aksa.com.tr aksa POWER GENERATION
media_file=fifield%2Fattachments%2Fb0b534743414482c9addd247d3ca241e%2Fc1dad181-a258-469a-a1f5-4553ce0989f0%2FWhatsApp_Image_2024-02-28_at_1.46.12_PM-9_26_44.jpeg | 0 | https://nnts.imgix.net/uploadedfiles/569ee93f-19d2-4d64-9584-e3e57a6d5cc9/PredictionImages/52aca79e-7a57-4917-b483-f4b19c799eef.jpeg?expires=1711738818&or=0&s=52bc6dd6bd47614d1f79d2a504a482cd | https://app.nanonets.com/#/ocr/test/569ee93f-19d2-4d64-9584-e3e57a6d5cc9/57359f56-e631-11ee-a568-621d9126fd2f |  | Genset Running ( ) Remote Start Not in Auto Shutdown : Waming 1 $ 480V AC ns Power Generation
media_file=fifield%2Fattachments%2Fb0b534743414482c9addd247d3ca241e%2Fafdd06db-404e-4c71-814b-6070dd8d6221%2FControl_Screen-9_30_45.jpeg | 0 | https://nnts.imgix.net/uploadedfiles/569ee93f-19d2-4d64-9584-e3e57a6d5cc9/PredictionImages/124b4bd4-7fa4-436e-9288-499701adceda.jpeg?expires=1711738818&or=0&s=0d75fd2f0bb5d74a4796a6b4ff31cfee | https://app.nanonets.com/#/ocr/test/569ee93f-19d2-4d64-9584-e3e57a6d5cc9/571dad39-e631-11ee-aa42-9236fffca3f7 |  | SVF SERVICIO TECNICO - MANTENIMIENTO - REPUESTOS Quito : Av . Eloy Alfare entre Arupes y Aceitunas Telfs : 248 1377-2481378 Danko FIAT InteliLite NT AMF 20 ComAp â–· OFF MAN UT TEST Mode Mode Start 776486 Listo Operked O + O O + O 1 PE 0.00 Horn Fault Stop RPM reset reset Sin Time 0 Page Peligro Alto Voltaje Enter 1/0 1/0 A012 Light Switch EMERGENCE Alam Indication Power Switch ATENCIÃ“N No manipule el se Galaxy S20 FE generador cuando ponga en marcha 7 de diciembre de 2023 4:09 p.m. |  | 776486
media_file=fifield%2Fattachments%2Fb0b534743414482c9addd247d3ca241e%2Fabaf729e-e4ba-4a8f-ac23-c175d239b05e%2FWhatsApp_Image_2023-12-19_at_08.43.21-13_31_23.jpeg | 0 | https://nnts.imgix.net/uploadedfiles/569ee93f-19d2-4d64-9584-e3e57a6d5cc9/PredictionImages/a1f85740-ec77-4bd6-bd1d-1c47079c3165.jpeg?expires=1711738818&or=0&s=e06d49e7b82005a534c9e3c3ae6804b9 | https://app.nanonets.com/#/ocr/test/569ee93f-19d2-4d64-9584-e3e57a6d5cc9/56d126f5-e631-11ee-b679-fe8ebc8a7001 |  | CAT 00 CA Î” A ACK RESET EVENT LOG RUN AUTO STOP AC ENGINE MAIN MENU OK EMCP 4.1
media_file=fifield%2Fattachments%2Fb0b534743414482c9addd247d3ca241e%2Fabaf729e-e4ba-4a8f-ac23-c175d239b05e%2FWhatsApp_Image_2023-12-19_at_08.43.18-13_28_6.jpeg | 0 | https://nnts.imgix.net/uploadedfiles/569ee93f-19d2-4d64-9584-e3e57a6d5cc9/PredictionImages/2024010c-2583-4014-b466-d217c4d14ffa.jpeg?expires=1711738818&or=0&s=73716607fee10021ae8d3ce5f31c5062 | https://app.nanonets.com/#/ocr/test/569ee93f-19d2-4d64-9584-e3e57a6d5cc9/5681e683-e631-11ee-b677-fe8ebc8a7001 |  | APM ÎŸ Î’ OLE ALARM RUN Hz STOP AUTO START I >>> A
media_file=fifield%2Fattachments%2Fb0b534743414482c9addd247d3ca241e%2Fa84c8ae7-3e7c-4274-8f50-c567d6973c99%2FWhatsApp_Image_2024-01-16_at_16.41.30_1-16_42_15.jpeg | 0 | https://nnts.imgix.net/uploadedfiles/569ee93f-19d2-4d64-9584-e3e57a6d5cc9/PredictionImages/6335dcae-9d23-438b-a606-38466d2d5896.jpeg?expires=1711738818&or=0&s=f0832a942e598256af5aaa0f112de26c | https://app.nanonets.com/#/ocr/test/569ee93f-19d2-4d64-9584-e3e57a6d5cc9/5678508c-e631-11ee-980a-2268dd38f75b | 2977 | ROLLER 6120 Engine Run Time A 7265h 4m 2977Start ( s ) AUTO | 7265h
media_file=fifield%2Fattachments%2Fb0b534743414482c9addd247d3ca241e%2Fa84c8ae7-3e7c-4274-8f50-c567d6973c99%2FWhatsApp_Image_2024-01-16_at_16.07.51_1-16_8_11.jpeg | 0 | https://nnts.imgix.net/uploadedfiles/569ee93f-19d2-4d64-9584-e3e57a6d5cc9/PredictionImages/d3a7c24a-d8dd-47ac-b826-2502eaf8b47e.jpeg?expires=1711738818&or=0&s=721ad700b4d270bf0bbd029f058288ec | https://app.nanonets.com/#/ocr/test/569ee93f-19d2-4d64-9584-e3e57a6d5cc9/54c0faec-e631-11ee-a464-3675e4259b92 |  | DSE Deep Sea Electronics 2819h 39m AUTO I Stop Auto Start Power Switch Alarm Indication MERGENCE | 2819h
media_file=fifield%2Fattachments%2Fb0b534743414482c9addd247d3ca241e%2Fa84c8ae7-3e7c-4274-8f50-c567d6973c99%2FWhatsApp_Image_2024-01-16_at_15.36.52-15_40_49.jpeg | 0 | https://nnts.imgix.net/uploadedfiles/569ee93f-19d2-4d64-9584-e3e57a6d5cc9/PredictionImages/4df77fad-12e2-4e88-bf33-e6e71c5d5098.jpeg?expires=1711738818&or=0&s=91953fe735f5ae7fca9c3690b96abc4d | https://app.nanonets.com/#/ocr/test/569ee93f-19d2-4d64-9584-e3e57a6d5cc9/542d5805-e631-11ee-b66a-fe8ebc8a7001 |  | SE Deep Sea Electronics 6118h 45 O 0 Î Î™ | 6118h
media_file=fifield%2Fattachments%2Fb0b534743414482c9addd247d3ca241e%2Fa84c8ae7-3e7c-4274-8f50-c567d6973c99%2FWhatsApp_Image_2024-01-16_at_15.31.45-15_32_14.jpeg | 0 | https://nnts.imgix.net/uploadedfiles/569ee93f-19d2-4d64-9584-e3e57a6d5cc9/PredictionImages/30b4bfea-fb4f-41ab-96d8-17a6c5b308ef.jpeg?expires=1711738818&or=0&s=26dbafb872f3a6ece1a06eab4ec2a821 | https://app.nanonets.com/#/ocr/test/569ee93f-19d2-4d64-9584-e3e57a6d5cc9/53a8e7d8-e631-11ee-97f6-2268dd38f75b |  | GEN PART 05476 C HOURS 10 QUARTZ | 5476
media_file=fifield%2Fattachments%2Fb0b534743414482c9addd247d3ca241e%2Fa84c8ae7-3e7c-4274-8f50-c567d6973c99%2FWhatsApp_Image_2024-01-16_at_15.28.24_1-15_29_48.jpeg | 0 | https://nnts.imgix.net/uploadedfiles/569ee93f-19d2-4d64-9584-e3e57a6d5cc9/PredictionImages/ec2efa4c-0f35-4375-a376-2731f6e699ce.jpeg?expires=1711738818&or=0&s=76b0116a76ba8b5d28630a3a2a6473d5 | https://app.nanonets.com/#/ocr/test/569ee93f-19d2-4d64-9584-e3e57a6d5cc9/5388dbb1-e631-11ee-a54b-621d9126fd2f |  | DSE Deep Sea Electronics 11567 58m AUTO I Auto Start | 11567
media_file=fifield%2Fattachments%2Fb0b534743414482c9addd247d3ca241e%2Fa84c8ae7-3e7c-4274-8f50-c567d6973c99%2FWhatsApp_Image_2024-01-16_at_15.13.20-15_14_5.jpeg | 0 | https://nnts.imgix.net/uploadedfiles/569ee93f-19d2-4d64-9584-e3e57a6d5cc9/PredictionImages/47c7c5ac-335f-4a48-ac19-5dbf0323c751.jpeg?expires=1711738818&or=0&s=51effceab5c346107d07340e196b90f8 | https://app.nanonets.com/#/ocr/test/569ee93f-19d2-4d64-9584-e3e57a6d5cc9/53406308-e631-11ee-97f5-2268dd38f75b | 2051 | DEEP SEA ELECTRONICS DSE DSE 7420 MKII Engine Run Time SYSTEM IN AUTO MODE LOW 4270h 49m WATER LEVEL 2051.start COOLING HIGH ( s ) TEMPERATURE LOW OIL PRESSURE AUTO | 4270
media_file=fifield%2Fattachments%2Fb0b534743414482c9addd247d3ca241e%2Fa84c8ae7-3e7c-4274-8f50-c567d6973c99%2FWhatsApp_Image_2024-01-16_at_14.35.09-14_35_39.jpeg | 0 | https://nnts.imgix.net/uploadedfiles/569ee93f-19d2-4d64-9584-e3e57a6d5cc9/PredictionImages/c75cc12d-d95f-447c-bcd3-274837f320a1.jpeg?expires=1711738818&or=0&s=120f0427e5a09220c6c730823c5eeeb2 | https://app.nanonets.com/#/ocr/test/569ee93f-19d2-4d64-9584-e3e57a6d5cc9/519df534-e631-11ee-a543-621d9126fd2f | 674 | Engine Run Time 2497h 29m DSE 674 Start ( s ) D | 2497
media_file=fifield%2Fattachments%2Fb0b534743414482c9addd247d3ca241e%2Fa84c8ae7-3e7c-4274-8f50-c567d6973c99%2FWhatsApp_Image_2024-01-16_at_12.48.01-12_48_32.jpeg | 0 | https://nnts.imgix.net/uploadedfiles/569ee93f-19d2-4d64-9584-e3e57a6d5cc9/PredictionImages/de18542a-71d0-4e80-98b8-f067ed66a998.jpeg?expires=1711738818&or=0&s=49daee3145bbe8106223660507cf97c9 | https://app.nanonets.com/#/ocr/test/569ee93f-19d2-4d64-9584-e3e57a6d5cc9/50be8e67-e631-11ee-a53c-621d9126fd2f | 3891 | DSE DEEP SEA ELECTRONICS DSE 8610 Engine Run Time 3615h 2m 3891 Start ( s ) 2 | 3615
media_file=fifield%2Fattachments%2Fb0b534743414482c9addd247d3ca241e%2Fa84c8ae7-3e7c-4274-8f50-c567d6973c99%2FWhatsApp_Image_2024-01-16_at_12.36.49_1-12_37_15.jpeg | 0 | https://nnts.imgix.net/uploadedfiles/569ee93f-19d2-4d64-9584-e3e57a6d5cc9/PredictionImages/e1bf645f-29cc-45b1-979e-9cc898f5a6b3.jpeg?expires=1711738818&or=0&s=ed2e06dbdf1ca37cbba27a275435b3c7 | https://app.nanonets.com/#/ocr/test/569ee93f-19d2-4d64-9584-e3e57a6d5cc9/507e952d-e631-11ee-a446-3675e4259b92 | 1071 | Engine Run Time 2164h 0m 1071 Start ( s ) | 2164
media_file=fifield%2Fattachments%2Fb0b534743414482c9addd247d3ca241e%2Fa84c8ae7-3e7c-4274-8f50-c567d6973c99%2FWhatsApp_Image_2024-01-16_at_12.28.57-12_30_23.jpeg | 0 | https://nnts.imgix.net/uploadedfiles/569ee93f-19d2-4d64-9584-e3e57a6d5cc9/PredictionImages/d125d1d4-f78d-4306-9a53-b7e8277f28f2.jpeg?expires=1711738818&or=0&s=fa0b9b9f7973ab846c6a3e3b9065947d | https://app.nanonets.com/#/ocr/test/569ee93f-19d2-4d64-9584-e3e57a6d5cc9/502cd21c-e631-11ee-b640-fe8ebc8a7001 | 4258 | DSE DEEP SEA ELECTRONICS DSE 7320 MKII Engine Run Time 3794h 9m 4258 start ( s ) | 3794
media_file=fifield%2Fattachments%2Fb0b534743414482c9addd247d3ca241e%2Fa84c8ae7-3e7c-4274-8f50-c567d6973c99%2FWhatsApp_Image_2024-01-16_at_12.21.01_1-12_23_59.jpeg | 0 | https://nnts.imgix.net/uploadedfiles/569ee93f-19d2-4d64-9584-e3e57a6d5cc9/PredictionImages/b12eaf2d-f15d-447d-93b4-d47bda7dd7f1.jpeg?expires=1711738818&or=0&s=2d46f929f4314410bdb3b51e9bb18b75 | https://app.nanonets.com/#/ocr/test/569ee93f-19d2-4d64-9584-e3e57a6d5cc9/501a0f70-e631-11ee-a531-621d9126fd2f
media_file=fifield%2Fattachments%2Fb0b534743414482c9addd247d3ca241e%2Fa84c8ae7-3e7c-4274-8f50-c567d6973c99%2FWhatsApp_Image_2024-01-16_at_12.17.00_1-12_17_59.jpeg | 0 | https://nnts.imgix.net/uploadedfiles/569ee93f-19d2-4d64-9584-e3e57a6d5cc9/PredictionImages/0bb2cda4-a73b-4724-8cb9-4209ffc6fd61.jpeg?expires=1711738818&or=0&s=c34519734aab69079ab906ac81449483 | https://app.nanonets.com/#/ocr/test/569ee93f-19d2-4d64-9584-e3e57a6d5cc9/4fdb5595-e631-11ee-b63e-fe8ebc8a7001 |  | TROU MODEL : DG UNHCR B DIESEL DIESEL DIESEL R 1 DIESEL
media_file=fifield%2Fattachments%2Fb0b534743414482c9addd247d3ca241e%2Fa84c8ae7-3e7c-4274-8f50-c567d6973c99%2FWhatsApp_Image_2024-01-16_at_11.30.52-11_32_48.jpeg | 0 | https://nnts.imgix.net/uploadedfiles/569ee93f-19d2-4d64-9584-e3e57a6d5cc9/PredictionImages/35adc319-0139-4f3b-b304-b8a86d266c0d.jpeg?expires=1711738818&or=0&s=8eaea55ac69f33a4963335d7e25c1a68 | https://app.nanonets.com/#/ocr/test/569ee93f-19d2-4d64-9584-e3e57a6d5cc9/4f21e193-e631-11ee-a526-621d9126fd2f
media_file=fifield%2Fattachments%2Fb0b534743414482c9addd247d3ca241e%2Fa84c8ae7-3e7c-4274-8f50-c567d6973c99%2FWhatsApp_Image_2024-01-16_at_11.21.45_1-11_22_21.jpeg | 0 | https://nnts.imgix.net/uploadedfiles/569ee93f-19d2-4d64-9584-e3e57a6d5cc9/PredictionImages/d25946ef-6826-4f6b-86f3-701221581618.jpeg?expires=1711738818&or=0&s=999bb4f5b21448b44df3ab9ab3beffd1 | https://app.nanonets.com/#/ocr/test/569ee93f-19d2-4d64-9584-e3e57a6d5cc9/4d25071f-e631-11ee-a51d-621d9126fd2f | 1025 | DSE DEEP SEA ELECTRONICS DSE 86 Engine Run Time 1627h 45m 1025 Start ( s ) | 1627
media_file=fifield%2Fattachments%2Fb0b534743414482c9addd247d3ca241e%2Fa84c8ae7-3e7c-4274-8f50-c567d6973c99%2FWhatsApp_Image_2024-01-13_at_15.42.53_2-11_27_26.jpeg | 0 | https://nnts.imgix.net/uploadedfiles/569ee93f-19d2-4d64-9584-e3e57a6d5cc9/PredictionImages/c804fedd-4b5a-4b95-a2db-b23d14ba952f.jpeg?expires=1711738818&or=0&s=d217ca79327d949cf4eb03d82928e479 | https://app.nanonets.com/#/ocr/test/569ee93f-19d2-4d64-9584-e3e57a6d5cc9/4d0f7ac8-e631-11ee-b626-fe8ebc8a7001 | 4526 | DEEP SEA ELECTRONICS DSE 861 DSE Engine Run Time 7951h 49m 4526 start ( s ) AUTO | 7951
media_file=fifield%2Fattachments%2Fb0b534743414482c9addd247d3ca241e%2Fa68f5c2c-6541-41f6-80d7-5d9f0f6465cb%2FGenerator_-_Control_Screen-17_12_42.jpeg | 0 | https://nnts.imgix.net/uploadedfiles/569ee93f-19d2-4d64-9584-e3e57a6d5cc9/PredictionImages/454db533-f3b2-4293-b78d-92e2196c3bf5.jpeg?expires=1711738818&or=0&s=cb6c9a33331f782479bd24491db44877 | https://app.nanonets.com/#/ocr/test/569ee93f-19d2-4d64-9584-e3e57a6d5cc9/4bcef14f-e631-11ee-a426-3675e4259b92 |  | â‘©DATAKOM DKG 543 MAINS STATUS Power ALARM Ð”Ð¾ NAINS PARAMETERS O OFF Mains UK 49.9Hz . -234 CLOSE OPEN WARNING ! O 233 13.7UDE www Ñ‚Ð¾ 12 - ni 231 LOAD a - 53.c O REQUEST SERVICE O CLOSE OPEN ç›Š T TEST MUTE RUN STOP PGM- GENERATOR LOAD TEST LA O ÎŸ TEST AUTO OFF MAN 379432 SmartGen Generator Voltage DO ¦¦ DO Mains Voltage 100400 500 100 500 100 -15LA 0 Voltage Switch ATS Controller Voltage Switch
media_file=fifield%2Fattachments%2Fb0b534743414482c9addd247d3ca241e%2Fa1dbddff-b9bd-4e4c-a49c-3eb8efba09db%2FWhatsApp_Image_2024-02-23_at_15.09.17-15_11_1.jpeg | 0 | https://nnts.imgix.net/uploadedfiles/569ee93f-19d2-4d64-9584-e3e57a6d5cc9/PredictionImages/a08f8565-061c-44dd-a293-044bcb42c697.jpeg?expires=1711738818&or=0&s=87df7b8397972be34457c205f01f3f31 | https://app.nanonets.com/#/ocr/test/569ee93f-19d2-4d64-9584-e3e57a6d5cc9/4acb2ae1-e631-11ee-b621-fe8ebc8a7001 |  | DSE Deep Sea Electronics 15:56:07 23/02/24 Auto + AUTO Stop Auto Start
media_file=fifield%2Fattachments%2Fb0b534743414482c9addd247d3ca241e%2F743c9fcc-21d8-473b-96fb-137dc9b9839a%2FScreen-11_38_56.jpeg | 0 | https://nnts.imgix.net/uploadedfiles/569ee93f-19d2-4d64-9584-e3e57a6d5cc9/PredictionImages/ea6a6fbf-d944-4ccb-9a8d-38ddef47677f.jpeg?expires=1711738818&or=0&s=0ecdd8607ad98f7203b634d0a8c477a6 | https://app.nanonets.com/#/ocr/test/569ee93f-19d2-4d64-9584-e3e57a6d5cc9/4abfc36f-e631-11ee-97cd-2268dd38f75b |  | PowerCommand NOT IN AUTO SHUTDOWN Â© WARNING o REMOTE START AUTO MANUAL RUM HM1211 Power Generation mins 0098-8283 A AC 480V
media_file=fifield%2Fattachments%2Fb0b534743414482c9addd247d3ca241e%2F605f7314-bd2f-4433-8ebe-450872752411%2FPlanta_de_COSSA-13_49_17.jpeg | 0 | https://nnts.imgix.net/uploadedfiles/569ee93f-19d2-4d64-9584-e3e57a6d5cc9/PredictionImages/2ed6ea47-e5e1-46b2-afa5-b302de88724e.jpeg?expires=1711738818&or=0&s=0856100f9f10a84817a2993ff930d98c | https://app.nanonets.com/#/ocr/test/569ee93f-19d2-4d64-9584-e3e57a6d5cc9/48bb5e9f-e631-11ee-97c9-2268dd38f75b |  | Deep Sea Electronics 119V LIN Ã˜V 120V L2N Ã˜V O [ AUTO ] Stop Auto Start
media_file=fifield%2Fattachments%2Fb0b534743414482c9addd247d3ca241e%2F266dd6a3-e1b6-40cc-96e8-5da5b7aafe14%2FCamp-3_2.2-22_27_33.jpeg | 0 | https://nnts.imgix.net/uploadedfiles/569ee93f-19d2-4d64-9584-e3e57a6d5cc9/PredictionImages/135768a9-039e-4b59-b9d4-47e4c0ec32a7.jpeg?expires=1711738818&or=0&s=e789290b1015d398d77b1dd1594d8090 | https://app.nanonets.com/#/ocr/test/569ee93f-19d2-4d64-9584-e3e57a6d5cc9/4771f0d8-e631-11ee-a3fc-3675e4259b92 | 1273 | Engine Run Time DSE 1232h 53m 1273 start ( s ) éœ„ KKKKK AUTO n U.K. 799980 | 1232 | 799980
media_file=fifield%2Fattachments%2Fb0b534743414482c9addd247d3ca241e%2F266dd6a3-e1b6-40cc-96e8-5da5b7aafe14%2FCamp-3_1.2-22_25_16.jpeg | 0 | https://nnts.imgix.net/uploadedfiles/569ee93f-19d2-4d64-9584-e3e57a6d5cc9/PredictionImages/e6585865-33c7-48a4-8203-44d397b6f8b9.jpeg?expires=1711738818&or=0&s=04e6430b861839b7ff2fdab9e11f3acb | https://app.nanonets.com/#/ocr/test/569ee93f-19d2-4d64-9584-e3e57a6d5cc9/4760391d-e631-11ee-a9d2-9236fffca3f7 | 679 | Engine Run Time DSE 684h 16m 679 Start ( s ) T O AUTO â˜‘ I Made in U.K. 799979 | 684 | 799979
media_file=fifield%2Fattachments%2Fb0b534743414482c9addd247d3ca241e%2F266dd6a3-e1b6-40cc-96e8-5da5b7aafe14%2FCamp_4_ext._02-22_32_45.jpeg | 0 | https://nnts.imgix.net/uploadedfiles/569ee93f-19d2-4d64-9584-e3e57a6d5cc9/PredictionImages/3ac8abbb-e5cf-46eb-aa09-96a0bd8458b8.jpeg?expires=1711738818&or=0&s=20fe45a57223636fc59f1c4d10144751 | https://app.nanonets.com/#/ocr/test/569ee93f-19d2-4d64-9584-e3e57a6d5cc9/4697c2b0-e631-11ee-b611-fe8ebc8a7001 |  | DSE Deep Sea Electronics 2305h 16m | 2305
media_file=fifield%2Fattachments%2Fb0b534743414482c9addd247d3ca241e%2F266dd6a3-e1b6-40cc-96e8-5da5b7aafe14%2FCamp_2W_2.2-22_22_33.jpeg | 0 | https://nnts.imgix.net/uploadedfiles/569ee93f-19d2-4d64-9584-e3e57a6d5cc9/PredictionImages/dd57d274-6e1a-4b21-8ffe-9ea7ca193b45.jpeg?expires=1711738818&or=0&s=5407da3ec7d700c7c122cfff3abce847 | https://app.nanonets.com/#/ocr/test/569ee93f-19d2-4d64-9584-e3e57a6d5cc9/44d6d34a-e631-11ee-97bd-2268dd38f75b | 676 | 799976 Engine Run Time DSE 561h 55m 676 Start ( s ) AUTO Made in U.K. | 561
media_file=fifield%2Fattachments%2Fb0b534743414482c9addd247d3ca241e%2F266dd6a3-e1b6-40cc-96e8-5da5b7aafe14%2FCamp_2W_1.2-22_24_1.jpeg | 0 | https://nnts.imgix.net/uploadedfiles/569ee93f-19d2-4d64-9584-e3e57a6d5cc9/PredictionImages/b03c09b7-1960-4570-b50f-b84873e75a14.jpeg?expires=1711738818&or=0&s=f2a927ecd15ea995162926fd0fe1e775 | https://app.nanonets.com/#/ocr/test/569ee93f-19d2-4d64-9584-e3e57a6d5cc9/44484ac5-e631-11ee-a3f1-3675e4259b92 | 638 | 799975 Engine Run Time DSE 655h 54m 638 start ( s ) å†’ O AUTO Made in U.K. | 655
media_file=fifield%2Fattachments%2Fb0b534743414482c9addd247d3ca241e%2F266dd6a3-e1b6-40cc-96e8-5da5b7aafe14%2FCamp_2E_2.2-22_17_12.jpeg | 0 | https://nnts.imgix.net/uploadedfiles/569ee93f-19d2-4d64-9584-e3e57a6d5cc9/PredictionImages/a1a3fc67-4be4-4a50-b648-758827d82192.jpeg?expires=1711738818&or=0&s=80a3ba922e73137fe215e2b146155f03 | https://app.nanonets.com/#/ocr/test/569ee93f-19d2-4d64-9584-e3e57a6d5cc9/443d59f2-e631-11ee-a9c0-9236fffca3f7 | 518 | Engine Run Time 593h 59m 518 Start ( s ) | 593
media_file=fifield%2Fattachments%2Fb0b534743414482c9addd247d3ca241e%2F266dd6a3-e1b6-40cc-96e8-5da5b7aafe14%2FCamp_2E_1.2-22_14_31.jpeg | 0 | https://nnts.imgix.net/uploadedfiles/569ee93f-19d2-4d64-9584-e3e57a6d5cc9/PredictionImages/6a142658-6b70-472c-8da5-fa0e3311b5c9.jpeg?expires=1711738818&or=0&s=b4b0a05eb0b172c3dd9773796be19fc3 | https://app.nanonets.com/#/ocr/test/569ee93f-19d2-4d64-9584-e3e57a6d5cc9/4143d0d7-e631-11ee-a9ac-9236fffca3f7 | 437 | Engine Run Time DSE 507h 9m 437 Start ( s ) O AUTO Made in IIK | 507
media_file=fifield%2Fattachments%2Fb0b534743414482c9addd247d3ca241e%2F266dd6a3-e1b6-40cc-96e8-5da5b7aafe14%2FBSCIC_1.2-22_28_58.jpeg | 0 | https://nnts.imgix.net/uploadedfiles/569ee93f-19d2-4d64-9584-e3e57a6d5cc9/PredictionImages/41de7deb-70f5-4e8e-889b-38e7c8211aa8.jpeg?expires=1711738818&or=0&s=2476c6ce80373bc88ea90015eb379c88 | https://app.nanonets.com/#/ocr/test/569ee93f-19d2-4d64-9584-e3e57a6d5cc9/40db92d7-e631-11ee-b5fd-fe8ebc8a7001 | 966 | Engine Run Time 470h 56m 966 Start ( s ) | 470
media_file=fifield%2Fattachments%2Fb0b534743414482c9addd247d3ca241e%2F091bd8da-5b8f-428f-a891-3e2a2356b7bd%2FScreen_COSS1-14_12_30.jpeg | 0 | https://nnts.imgix.net/uploadedfiles/569ee93f-19d2-4d64-9584-e3e57a6d5cc9/PredictionImages/b6e34e5f-007c-4640-aad1-4c47716e4cf4.jpeg?expires=1711738818&or=0&s=4e4baca3f3130e5190325554b238f0ae | https://app.nanonets.com/#/ocr/test/569ee93f-19d2-4d64-9584-e3e57a6d5cc9/3ede69bb-e631-11ee-97b0-2268dd38f75b |  | Para interruptor un servicio de de transferencia respaldo conecte adecuadamente la salida del dimensionado generador a un de acuerdo con el dÃ³digo elÃ©ctrico canadiense , parte 1 . A WARNING Engine can automatically start at anytime without panel notice and . To avoid personal injury remove servicing fuse on control negative battery cable prior to . AAVERTISSEMENT Le moteur peut dÃ©marrer d'Ã©viter automatiquement des blessures corporelles , Ã tout moment , retirer , le sans prÃ©avis . panneau Afin de commande ainsi que le cÃ¢ble nÃ©gatif fusible de la batterie sur le avant d'effectuer l'entretien . ADVERTENCIA El motor automÃ¡ticamente puede arrancar en cualquier momento sin aviso . Para evitar daÃ±os personales baterÃ­a , retire antes el fusible de dar en sevicio el panel . de control y el cable negativo de la A DANGER This emergency power system is designed exclusively for outdoor installation ! A DANGER Ce systÃ¨me d'alimentation de secours est conÃ§u exclusivement pour une installation Ã l'extÃ©rieur ! A PELIGRO Â¡ Este sistema de energÃ­a de emergencia estÃ¡ diseÃ±ado exclusivamente para instalaciÃ³n en exteriores ! OHB007 Rev. E EVOLUTION 9 LISTO PARA HANDAR Inspecionar Bateria AUTO MANUAL OFF D ENTER ESCAPE
media_file=fifield%2Fattachments%2Fb0b534743414482c9addd247d3ca241e%2F36ba9e3d-dd1f-40af-aba8-7430c4b7cc9a%2FIMG_3627-11_1_25.jpeg | 0 | https://nnts.imgix.net/uploadedfiles/569ee93f-19d2-4d64-9584-e3e57a6d5cc9/PredictionImages/884296eb-3d55-44be-b7d9-e5d899ffb166.jpeg?expires=1711738818&or=0&s=837a5e780041fde64ed3ad4fcb5b7de6 | https://app.nanonets.com/#/ocr/test/569ee93f-19d2-4d64-9584-e3e57a6d5cc9/3e9914f4-e631-11ee-97a9-2268dd38f75b |  | 833011 XJ0131740 UNHCR B CAT 2 H 20m 0 H + O TAUTO Stop Auto Start CUSTOMER SERVICE CD CATERPILLAR | 2 | 833011
media_file=fifield%2Fattachments%2Fb0b534743414482c9addd247d3ca241e%2F23cddbbe-ea8a-407c-ab89-9095ab954a5f%2FIMG_0133-10_33_55.jpeg | 0 | https://nnts.imgix.net/uploadedfiles/569ee93f-19d2-4d64-9584-e3e57a6d5cc9/PredictionImages/dd9b9fa6-2d64-4e14-a932-9a665c3de3ad.jpeg?expires=1711738818&or=0&s=594f79b1f7b4d4397fcf52e48513abb7 | https://app.nanonets.com/#/ocr/test/569ee93f-19d2-4d64-9584-e3e57a6d5cc9/39a42757-e631-11ee-b5db-fe8ebc8a7001 |  | DEEP SEA ELECTRONICS DSE 7110 MKII OSE LIN 233 v QLIN L2N 231 v L3N 235 y ENCY E STOP O AUTO 751783 UNHCR DIESEL GENERATOR SET UNIQUE QUALITY , RELIABILITY Maintenance Time table of Diesel Generating Set Content Every Every Every Every air Day Clearage 4 4 4 4 Level of engine of 4 V 4 Crankcie Brow 4 4 Rimes in maine ar 18000 |  | 751783
media_file=fifield%2Fattachments%2Fb0b534743414482c9addd247d3ca241e%2F23cddbbe-ea8a-407c-ab89-9095ab954a5f%2F751799-15_7_39.jpeg | 0 | https://nnts.imgix.net/uploadedfiles/569ee93f-19d2-4d64-9584-e3e57a6d5cc9/PredictionImages/0f6b85a4-c465-475c-b8cd-e9269aa72f49.jpeg?expires=1711738818&or=0&s=41f1bf6efbfe6a816e0c0f6fb9fac4b7 | https://app.nanonets.com/#/ocr/test/569ee93f-19d2-4d64-9584-e3e57a6d5cc9/39916306-e631-11ee-a3af-3675e4259b92 |  | Leroy - Somer RATINGS TAL 044D J6S - 4 Date 2019/26 Tension 400 V N 3645100114 50 Hz Voltage Protection IP 23 Phase 3 Min - 1 / R.P.M . 1500 D Cos P.F. 0,8 Cl . ther . / Th.class H Conn . RÃ©gulateur / A.V.R . R 320 SHUNT Cont . 100 KVA Altit . < 1000 m Masse / Weight 420 kg Base 80 KW Rit AV / D.E bearing 55 Â° C 140 A Rit AR / N.DE bearing 6309 2RS C3 Graisse / Grease ESSO - Unirex N3 Secours 110 KVA Valeurs excit / Excit . values Std by 92 KW en charge / full load 15,70V / 3.42 A 27 Â° C 195 A ERD Ã vide at no load 1.42 A IEC 60034-1 & 5. / ISO 8528-3./ NEMA Mg1-32 & 33 . Moteurs Leroy - Somer - Boulevard Marcellin Leroy , CS 10015 16915 Angouleme Cedex 9- France
media_file=fifield%2Fattachments%2Fb0b534743414482c9addd247d3ca241e%2F23cddbbe-ea8a-407c-ab89-9095ab954a5f%2F751798-15_5_9.jpeg | 0 | https://nnts.imgix.net/uploadedfiles/569ee93f-19d2-4d64-9584-e3e57a6d5cc9/PredictionImages/101e43cb-bdcb-414f-9a63-71ebb0ab583e.jpeg?expires=1711738818&or=0&s=61ad9d8ac68e742e61081509a0b7553f | https://app.nanonets.com/#/ocr/test/569ee93f-19d2-4d64-9584-e3e57a6d5cc9/393febf0-e631-11ee-a4c6-621d9126fd2f |  | Leroy- TAL 044D J6S - 4 Date 2019/26 N 3645100002 50 Hz Min - 1 / R.P.M . 1500 Protection IP 23 Cos /P.F . 0,8 Cl . ther . / Th.class H RÃ©gulateur / A.V.R . R 320 SHUNT Altit . 1000 m Masse / Weight 420 kg Rit AV / D.E bearing Rit AR / N.D.E bearing 6309 2RS C3 Graisse / Grease ESSO - Unirex N3 Valeurs excit / Excit . values en charge / full load 15,70V / 3,42 A EAC Ã vide / at no load 1.42 A IEC 60034-1 & 5./ISO 8528-3./ NEMA Mg1 - 32 & 33 .
media_file=fifield%2Fattachments%2Fb0b534743414482c9addd247d3ca241e%2F23cddbbe-ea8a-407c-ab89-9095ab954a5f%2F751797-15_2_53.jpeg | 0 | https://nnts.imgix.net/uploadedfiles/569ee93f-19d2-4d64-9584-e3e57a6d5cc9/PredictionImages/345aaec9-cf03-43a3-ab16-788d50bcbdff.jpeg?expires=1711738818&or=0&s=8ed3b25d853f67d13536bd6604011212 | https://app.nanonets.com/#/ocr/test/569ee93f-19d2-4d64-9584-e3e57a6d5cc9/382be30c-e631-11ee-9773-2268dd38f75b |  | Perkins Perkins Fogines ENGINE TYPE : EMISSION CONTROL INFORMATION Co. Ltd. Reset if NUMBER : DK32037 Factory ENGINE FAMILY : 1103A - 33T MODEL YEAR : 2019 LIST Set Applicable DISPLACEMENT : 3.30 SERIAL NUMBER : DK32037U542228E X2502 / 1500 46.5 kW INFORMATION APPLICABLE TO EU ONLY KW TEM - EXP ) ENGINE NOT FOR USE IN EU NON - ROAD MOBILE 17 kw MACHINERY D kW INFORMATION APPLICABLE TO USA ONLY kW THIS ENGINE IS SOLELY FOR EXPORT AND IS THEREFORE EXEMPT UNDER 40 CFR 1068.230 FROM US current engine settings EVISSION STANDARDS AND RELATED REQUIREMENTS ENERGETION 113300
media_file=fifield%2Fattachments%2Fb0b534743414482c9addd247d3ca241e%2F23cddbbe-ea8a-407c-ab89-9095ab954a5f%2F751795-15_0_13.jpeg | 0 | https://nnts.imgix.net/uploadedfiles/569ee93f-19d2-4d64-9584-e3e57a6d5cc9/PredictionImages/a5d3ae14-0362-4f7c-ae6e-aa7ca03857da.jpeg?expires=1711738818&or=0&s=63ef02b4eef0c77c0bafad6d658d2bf5 | https://app.nanonets.com/#/ocr/test/569ee93f-19d2-4d64-9584-e3e57a6d5cc9/319bc581-e631-11ee-a42d-621d9126fd2f |  | "Leroy-\n\nRATINGS\nTAL\t044D
media_file=fifield%2Fattachments%2Fb0b534743414482c9addd247d3ca241e%2F23cddbbe-ea8a-407c-ab89-9095ab954a5f%2F751794-14_57_3.jpeg | 0 | https://nnts.imgix.net/uploadedfiles/569ee93f-19d2-4d64-9584-e3e57a6d5cc9/PredictionImages/b63865fd-32d5-4dad-b8b3-b1ab7aa4f67a.jpeg?expires=1711738818&or=0&s=ab7fc99bdd81a6e3dea62b1fb47eee0d | https://app.nanonets.com/#/ocr/test/569ee93f-19d2-4d64-9584-e3e57a6d5cc9/31881b8a-e631-11ee-a42c-621d9126fd2f |  | EMISSION CONTROL INFORMATION Perkins Perkins Engines ENGINE TYPE : Co. Ltd. ENGINE FAMILY : 1103A - 33T MODEL YEAR : 2019 LIST NUMBER : DK32037 Factory Reset if DISPLACEMENT 3.30 SERIAL NUMBER : DK32037U535247E Set Applicable â–¡â–¡â–¡â–¡â–¡ X2502 / 1500 46.5 kW INFORMATION APPLICABLE TO EU ONLY KW ( EM - EXP ) ENGINE NOT FOR USE IN EU NON - ROAD MOBILE MACHINERY KW INFORMATION APPLICABLE TO USA ONLY kW THIS ENGINE IS SOLELY FOR EXPORT AND IS THEREFORE Use Service tool to verify EXEMPT UNDER 40 CFR 1068.230 FROM US . current engine settings . EMISSION STANDARDS AND RELATED REQUIREMENTS
media_file=fifield%2Fattachments%2Fb0b534743414482c9addd247d3ca241e%2F23cddbbe-ea8a-407c-ab89-9095ab954a5f%2F751781-14_55_8.jpeg | 0 | https://nnts.imgix.net/uploadedfiles/569ee93f-19d2-4d64-9584-e3e57a6d5cc9/PredictionImages/4165b3f3-d9a1-49a7-805b-184c11968d8f.jpeg?expires=1711738818&or=0&s=116a89fc569a3951402660719a7af4b8 | https://app.nanonets.com/#/ocr/test/569ee93f-19d2-4d64-9584-e3e57a6d5cc9/30e0a832-e631-11ee-9734-2268dd38f75b |  | Somer Leroy - RATINGS 044D J6S - 4 Date 2019/26 Tension 400 TAL Hz Voltage N 36497200001 50 3 Min - 1 / R.P.M . 1500 Protection IP 23 Phase IP.F. 0,8 Cl . ther . / Th.class H Conn . D Cos RÃ©gulateur / A.V.R . R 320 SHUNT Cont . 150 KVA Altit . < 1000 m Masse / Weight 420 kg Base 80 kW Rit AVID E bearing 55 Â° C 140 A Rit AR / N.D.E bearing 6309 2RS C3 Graisse / Grease ESSO - Unirex N3 Secours 110 KVA Valeurs excit / Excit . values Std by 92 kW en charge / full load 15,70V / 3,42 A - 27 Â° C 195 A ERC Ã vide at no load 1.42 A IEC 60034-1 & 5./ISO 8528-3./ NEMA Mg1-32 & 33 . Moteurs Leroy - Somer - Boulevard Marcellin CS 10015-16915 Angouleme Leroy , Cedex 9 - France
media_file=fifield%2Fattachments%2Fb0b534743414482c9addd247d3ca241e%2F23cddbbe-ea8a-407c-ab89-9095ab954a5f%2F633183-14_52_32.jpeg | 0 | https://nnts.imgix.net/uploadedfiles/569ee93f-19d2-4d64-9584-e3e57a6d5cc9/PredictionImages/6a2fd7d4-575c-4193-92f3-a86364d1418e.jpeg?expires=1711738818&or=0&s=609e2573dbd4012b97e4f2ff434ca166 | https://app.nanonets.com/#/ocr/test/569ee93f-19d2-4d64-9584-e3e57a6d5cc9/30a9b18b-e631-11ee-9733-2268dd38f75b |  | GENERATING SET GOODS OF ITALIAN ORIGIN StarPower S.n.c. di Benatti Bruno & C Ù„Ù„ØµÙ†Ø§Ø¹Ø§Øª Ø§Ù„Ø®Ø±ÙŠÙ 42016 Via Togliatti GUASTALLA n Â° 2 Alkhorayef Industries Tel . 0039/0522/832049 ( RE ) ITALY ALKHORAYEF INDUSTRIES COMPANY E Fax - mail 0039/0522/832050 info@starpower.it P.O. BOX 42852 RIYADH 11551 Web www.starpower.it TEL SAUDI : +966 ARABIA 1 265 1124 Y. 2012 www.ALKHORAYEF.COM FAX : +966 1 265 2348 Mod . ECO SP - 10s - LP N Â° 12175 KVA 10 KW 8 Cosp 0,8 Hz 50 Volt 380 3 Ph Ampere Max 15,2 dB ( A ) Max 110 a Mt. 1 450 KG .
media_file=fifield%2Fattachments%2Fb0b534743414482c9addd247d3ca241e%2F21ec21a9-3f42-460b-9880-504fb1ba381c%2F5_2-15_41_1.jpeg | 0 | https://nnts.imgix.net/uploadedfiles/569ee93f-19d2-4d64-9584-e3e57a6d5cc9/PredictionImages/5b03548e-138e-4852-9e5c-3b8a3d2f79ac.jpeg?expires=1711738818&or=0&s=e31b0a8f5caa9f3390f734028ddb4060 | https://app.nanonets.com/#/ocr/test/569ee93f-19d2-4d64-9584-e3e57a6d5cc9/2e8c4d39-e631-11ee-a155-3675e4259b92 |  | Deep Sea Electronics Engine Run Time 3128h27m 2803 Start ( s ) . AUTO ER NE IS TROLLED START
media_file=fifield%2Fattachments%2Fb0b534743414482c9addd247d3ca241e%2F7cb473bd-6311-4662-8fb7-0d8267bd9d8b%2FWhatsApp_Image_2023-12-19_at_15.47.00-15_49_37.jpeg | 0 | https://nnts.imgix.net/uploadedfiles/569ee93f-19d2-4d64-9584-e3e57a6d5cc9/PredictionImages/60e8f147-d8ab-4b32-8996-1a776eb94635.jpeg?expires=1711738818&or=0&s=bfe33d0e12604109067455dc18dceab8 | https://app.nanonets.com/#/ocr/test/569ee93f-19d2-4d64-9584-e3e57a6d5cc9/2d3fd90d-e631-11ee-a14c-3675e4259b92 |  | APM OB 8815 kWh CE 3780.9 h OLB 2835 ALARMI RUN Hz STOP AUTO START
media_file=fifield%2Fattachments%2Fb0b534743414482c9addd247d3ca241e%2F6ac6ea2c-3a7d-4621-82f8-00d48b8b5707%2Fcontrols-15_59_43.jpeg | 0 | https://nnts.imgix.net/uploadedfiles/569ee93f-19d2-4d64-9584-e3e57a6d5cc9/PredictionImages/5dbf4f22-39a7-49a0-8e45-68ff03ddf39e.jpeg?expires=1711738818&or=0&s=24a5b59a7e1a9e34a8f00c950add9777 | https://app.nanonets.com/#/ocr/test/569ee93f-19d2-4d64-9584-e3e57a6d5cc9/2b526330-e631-11ee-b59d-fe8ebc8a7001 |  | 20A 30A 32 120V 20A 120V I HOURS N GFCI 120V 30A 120V / 240V STOP ON 30 LEAKAGE FAULT OFF IDLE CONTROL ON ÎŸÎ™ NEUTRAL BONDED TO FRAME NEUTRE MISALA MASSE A LACARCASSE DU MOTEUR NEUTRO ES CONECTADO AL CUADRO COMMANDE DE RALENTI ALL RECEPTACLES GFCI PROTECTED CONTROL DE RALENTI TOUTES LES PRISES SONT PROTEGEES PAR GFCI TODOS LOS TOMACORRIENTES ESTAN PROTEGIDOS CON GFCE
media_file=fifield%2Fattachments%2Fb0b534743414482c9addd247d3ca241e%2F2e5fda58-c8d7-4428-97c1-ba09b8abda2f%2FWhatsApp_Image_2024-02-23_at_14.01.27_1-14_15_36.jpeg | 0 | https://nnts.imgix.net/uploadedfiles/569ee93f-19d2-4d64-9584-e3e57a6d5cc9/PredictionImages/e5a67f41-3f81-4230-a8ca-dceafd81b4c0.jpeg?expires=1711738818&or=0&s=3972ef6f3ef128c13f1c4799c1576326 | https://app.nanonets.com/#/ocr/test/569ee93f-19d2-4d64-9584-e3e57a6d5cc9/2b1484f8-e631-11ee-b59c-fe8ebc8a7001 |  | DSE Deep Sea Electronics LIN L2N V Auto + T AUTO Stop Auto Start modasa GENERATOR SET motores diesel andinos s.a SERIAL NUMBER X33316G MANIACTURING YEAR 2023 GEN SET MODEL MP - 681 PART LIST T33MP68877 CONTINUOUS 56.0 kW 56.0 KVA 233 80x POWER CONNECTION Y STAND - BY â˜‘ 61.0 kW 61.0 KVA 254 240 V COS 1 rpm 1800 PROTECTION DEGREE OF IP 23 FUEL EFFICIENCY 12.0 60 Hz PHASES CONSUMPTION 13.5 L / h OF GEN SET . ( 75 % ) ALTERNATOR 86.9 % EFFICIENCY ENGINE BRAND PERKINS ALTERNATOR BRAND STAMFORD ENGINE MODEL / SERIAL 1104A - 44T 8612045 ) ALTERNATOR UC.1224F1 X23F245419 STARDARDS : IEC 60034-22,1508528 , RETIE ALTITUDE 1000mas MODEL / SERIAL NOTE : FOR MECHANICAL MOTORS , THE SHOWN NOMINAL POWER IS SUBJECT TO A VARIATION VARIATION OF OF + -5 % NOTE : FOR ELECTRONIC MOTORS , THE SHOWN NOMINAL POWER IS SELECT TO A WEIGHT G.E 1340 KG FUEL TANK CAPACITY 225 L TIPE OF SERVICE S10 MANUFACTURED BY MOTORES DIESEL ANDINOS S.A MADE IN PERU ANTIGUA PANAMERICANA SUR KM 38.2 LURIN LIMA - PERU tel : 6169800 RUC : 20417926632 A ATTENTION ! Operation , Maintenance and Installation Manual before operating de generator set For your own safety , please carefully read de and Installation Manual , please contact MODASA or an authorized dealer . If you do not have the Operation , Maintenance Do not refuel while the generator is running . Fire hazard . check that the current breaker is on the OFF position before tuming the generator on Please risk of electrical shock or injuries . Do not operate this unit if it's moving there could be The operator of this unit should be properly trained .
media_file=fifield%2Fattachments%2Fb0b534743414482c9addd247d3ca241e%2Feceade2d-085e-4c94-96e0-5f12b5c2935c%2Fc1-16_6_13.jfif | 0 | https://nnts.imgix.net/uploadedfiles/569ee93f-19d2-4d64-9584-e3e57a6d5cc9/PredictionImages/2bc964f7-be1a-4a03-9bce-73fc2e0500d4.jpeg?expires=1711738818&or=0&s=e836e2413daa3591f3cf27f25a9d6735 | https://app.nanonets.com/#/ocr/test/569ee93f-19d2-4d64-9584-e3e57a6d5cc9/28f60098-e631-11ee-a131-3675e4259b92 |  | XJ0131758 CAT 6h 56 m + AUTO I Stop Auto Start | 6
media_file=fifield%2Fattachments%2Fb0b534743414482c9addd247d3ca241e%2Feceade2d-085e-4c94-96e0-5f12b5c2935c%2F2-14_49_4.jfif | 0 | https://nnts.imgix.net/uploadedfiles/569ee93f-19d2-4d64-9584-e3e57a6d5cc9/PredictionImages/fe559175-6ed8-47bb-bf7a-ff17be06074d.jpeg?expires=1711738818&or=0&s=58ccb076942d0da22b4970c804835705 | https://app.nanonets.com/#/ocr/test/569ee93f-19d2-4d64-9584-e3e57a6d5cc9/28e57214-e631-11ee-a130-3675e4259b92 | 261 | APM ALARM SUMMARY 5855 kWh 386.8 h 261- LOW FUEL LEVEL ALARM RETENTION CONTAINER LEVEL ALARM ALARM ! RUN FAULT SUMMARY INPUT APM303 OVERLOAD / SHORT CIRCUIT FAULT STOP AUTO START LOW COOLANT LEVEL FAULT LOW FUEL LEVEL FAULT 593996 B | 386.8 | 593996
media_file=fifield%2Fattachments%2Fb0b534743414482c9addd247d3ca241e%2F1dc6620f-d95a-442f-92a2-a399a7034ed1%2FIMG20240103110733-15_34_22.jpg | 0 | https://nnts.imgix.net/uploadedfiles/569ee93f-19d2-4d64-9584-e3e57a6d5cc9/PredictionImages/048a2998-db9b-4ac3-9ff7-7da8a74bb254.jpeg?expires=1711738818&or=0&s=458083e229c698a365ed65ac1741bb33 | https://app.nanonets.com/#/ocr/test/569ee93f-19d2-4d64-9584-e3e57a6d5cc9/289e6ea1-e631-11ee-b579-fe8ebc8a7001 |  | 431173 UNHCR Hz V OOOOOO DSE 52 500 A 400 400 200 +44 48 300 150 å®« 100 -46 200 é™ª 100 50 0 AUTO 5 ~ C - 15LA Electrovision C - 15LA 200 / 5A Electrovision SE TO1K - AS MEC MCCB ABS 203b 200A CE OFF OFF SARA RY RN NG 0024532 h Ú©Ø§ YN R 220V - 240V 50Hz CE BR BN VOLTMETER 3 AMMETER Y GG 60 80 25 50 40 B O PS 3 VOLTS BAR | 24532
media_file=fifield%2Fattachments%2Fb0b534743414482c9addd247d3ca241e%2F1dc6620f-d95a-442f-92a2-a399a7034ed1%2FIMG20240103110345-17_27_31.jpg | 0 | https://nnts.imgix.net/uploadedfiles/569ee93f-19d2-4d64-9584-e3e57a6d5cc9/PredictionImages/863292a7-f731-44a3-b00e-4ff08d74d6ce.jpeg?expires=1711738818&or=0&s=b7552d9b6a0d13c6e598624c731cd942 | https://app.nanonets.com/#/ocr/test/569ee93f-19d2-4d64-9584-e3e57a6d5cc9/260bdd6f-e631-11ee-b542-fe8ebc8a7001 |  | Gem SeT . NOLL ) FG WILSON AO A WARNING SAFETY.CAT.COM 228-3541 1 AO A WARNING 224-0028 1 Maand AT 430830 > â†‘ â†‘ TABB SACE on Tmax POWERWIZARD 1.0 MACHINE IS THIS CONTROLLED REMOTELY START AND MAY WARNING WITHOUT |  | 430830
media_file=fifield%2Fattachments%2Fb0b534743414482c9addd247d3ca241e%2F1dc6620f-d95a-442f-92a2-a399a7034ed1%2FIMG20240103105357-15_39_5.jpg | 0 | https://nnts.imgix.net/uploadedfiles/569ee93f-19d2-4d64-9584-e3e57a6d5cc9/PredictionImages/cec509c6-fafd-41f8-b8cf-84c88689fee8.jpeg?expires=1711738818&or=0&s=49f71016b6b2e919963522f1a763ad5c | https://app.nanonets.com/#/ocr/test/569ee93f-19d2-4d64-9584-e3e57a6d5cc9/25ba6887-e631-11ee-a384-621d9126fd2f |  | Perkins IMPORTANT Before Starting : 1. Check lube oil level . Check coolant level in external 2. cooling system . Check battery and battery cable 3. connections . DSE Deep Sea Electronics 4. Make sure the emergency stop push button is released . Only authorized personnel is allowed to operate this panel . MEC 100A MCCB ABE 103b CE AC SOOV + ACGYBY A AC AC 480 15 / / 400V 500V 104 SAA O I PG AC AC 380V 220 / 240V 21A SAMA AUTO MET DC DC 250V 129V Stop Auto Start ATAERY PO 40 LS System 1/2
media_file=fifield%2Fattachments%2Fb0b534743414482c9addd247d3ca241e%2F1dc6620f-d95a-442f-92a2-a399a7034ed1%2F431340_E-17_10_3.jpg | 0 | https://nnts.imgix.net/uploadedfiles/569ee93f-19d2-4d64-9584-e3e57a6d5cc9/PredictionImages/be81da57-9f25-4a6b-972b-dda91ea5718a.jpeg?expires=1711738818&or=0&s=28a0e49431576c13576647a749d0db66 | https://app.nanonets.com/#/ocr/test/569ee93f-19d2-4d64-9584-e3e57a6d5cc9/25652812-e631-11ee-a11a-3675e4259b92 |  | COELMO GENERATING SET S - 11585 RIPA FRICA Care MONEDALES DSE Deep Sea Electronics on off CARTE |  | 431340
media_file=fifield%2Fattachments%2Fb0b534743414482c9addd247d3ca241e%2F1dc6620f-d95a-442f-92a2-a399a7034ed1%2F5-15_44_51.jpg | 0 | https://nnts.imgix.net/uploadedfiles/569ee93f-19d2-4d64-9584-e3e57a6d5cc9/PredictionImages/45ef8b7d-b333-481c-bb5c-241ca074ed2e.jpeg?expires=1711738818&or=0&s=3cb38f86f33dbd7141a38611455284c3 | https://app.nanonets.com/#/ocr/test/569ee93f-19d2-4d64-9584-e3e57a6d5cc9/2550469c-e631-11ee-b531-fe8ebc8a7001 |  | 431174 UNHCR B DATAKOM DKG 105 V 400 500 300 START FAIL SPEED 200 GENSET / VOLT MAINS HIGH TEMP 100 0 OIL PRESS C OFF AUTD MENU |  | 431174
media_file=fifield%2Fattachments%2Fb0b534743414482c9addd247d3ca241e%2F1dc6620f-d95a-442f-92a2-a399a7034ed1%2F431175A-17_43_26.jpg | 0 | https://nnts.imgix.net/uploadedfiles/569ee93f-19d2-4d64-9584-e3e57a6d5cc9/PredictionImages/566bc8bb-ab0e-4e7d-8575-1ab9ed52df3e.jpeg?expires=1711738818&or=0&s=1b343ca7df73e12160758c6b40c6dbb8 | https://app.nanonets.com/#/ocr/test/569ee93f-19d2-4d64-9584-e3e57a6d5cc9/253c6cab-e631-11ee-b530-fe8ebc8a7001 |  | 431175 UNHCR DATAKOM DKG 105 A 00 50 300 888 CE START FAIL SPEED GENSET VOLT MAINS HIGH TEMP OIL PRESS 100 Dixsea -151 150 / 5A DE 72 1500 OUN OFF AUTO MENU OFF
media_file=fifield%2Fattachments%2Fb0b534743414482c9addd247d3ca241e%2F1dc6620f-d95a-442f-92a2-a399a7034ed1%2F4A-11_1_36.jpg | 0 | https://nnts.imgix.net/uploadedfiles/569ee93f-19d2-4d64-9584-e3e57a6d5cc9/PredictionImages/82ffbf6a-2647-4bbe-acc7-9de3efbc066b.jpeg?expires=1711738818&or=0&s=b8f0ec198e4a70efbc76972c241594ca | https://app.nanonets.com/#/ocr/test/569ee93f-19d2-4d64-9584-e3e57a6d5cc9/22f2ae07-e631-11ee-b51c-fe8ebc8a7001 |  | AD CAT EVENT LOO 0 Hz AD 10 AD
media_file=fifield%2Fattachments%2Fb0b534743414482c9addd247d3ca241e%2F1dc6620f-d95a-442f-92a2-a399a7034ed1%2F1-17_24_35.jpg | 0 | https://nnts.imgix.net/uploadedfiles/569ee93f-19d2-4d64-9584-e3e57a6d5cc9/PredictionImages/0282004d-684b-41a4-aed3-1a59e313ac75.jpeg?expires=1711738818&or=0&s=fe1496d826d3a09b1d7321f4acd21a44 | https://app.nanonets.com/#/ocr/test/569ee93f-19d2-4d64-9584-e3e57a6d5cc9/22f170f0-e631-11ee-a36f-621d9126fd2f |  | 246 shee . 22/06
media_file=fifield%2Fattachments%2Fb0b534743414482c9addd247d3ca241e%2F1dc6620f-d95a-442f-92a2-a399a7034ed1%2F1A-9_47_45.jpg | 0 | https://nnts.imgix.net/uploadedfiles/569ee93f-19d2-4d64-9584-e3e57a6d5cc9/PredictionImages/efb8b19e-69cf-4394-b0fb-e2838bb859ca.jpeg?expires=1711738818&or=0&s=feea5e724888dca3414a7bc245f28596 | https://app.nanonets.com/#/ocr/test/569ee93f-19d2-4d64-9584-e3e57a6d5cc9/22f02832-e631-11ee-a36e-621d9126fd2f |  | 6 CAT Am AC ACK RESET EVENT LOG AUTO RUN AUTO STOP AD AC ENGINE MAIN MENU OK SMCP42 0 22 Hz
media_file=fifield%2Fattachments%2Fb0b534743414482c9addd247d3ca241e%2F1dc6620f-d95a-442f-92a2-a399a7034ed1%2F3A-11_0_43.jpg | 0 | https://nnts.imgix.net/uploadedfiles/569ee93f-19d2-4d64-9584-e3e57a6d5cc9/PredictionImages/939d340a-eea2-4bc8-b8de-c2d1ed3a832e.jpeg?expires=1711738818&or=0&s=43ea92b4b95ec0cb67042687a8d0740b | https://app.nanonets.com/#/ocr/test/569ee93f-19d2-4d64-9584-e3e57a6d5cc9/22e076e3-e631-11ee-a90e-9236fffca3f7 |  | AQ CAT ACK RESET EVENT LOG 999 OK 2V Hz AUTO
media_file=fifield%2Fattachments%2Fb0b534743414482c9addd247d3ca241e%2F1dc6620f-d95a-442f-92a2-a399a7034ed1%2F2A-10_58_4.jpg | 0 | https://nnts.imgix.net/uploadedfiles/569ee93f-19d2-4d64-9584-e3e57a6d5cc9/PredictionImages/112ea97a-8a85-43bb-8b42-3bd6b3ac8189.jpeg?expires=1711738818&or=0&s=53fc2d4f9b0cba613376407b6400b862 | https://app.nanonets.com/#/ocr/test/569ee93f-19d2-4d64-9584-e3e57a6d5cc9/22df5fc4-e631-11ee-a36d-621d9126fd2f |  | AD CAT ACH RESET EVENT LOG AUTO STOP ENGINE MAIN MENU OK HOLE 0 22 Hz AD AO off AUTO B

## controller_pics_nanonets hrs
original_filename | page | file_url | platform_link | starts | text | hours | asset_id | hours_num
media_file=fifield%2Fattachments%2Fb0b534743414482c9addd247d3ca241e%2F45afa99b-ba60-4b04-a14e-ea40f67be758%2F20231220_IRNES_Panel-14_34_2.jpg | 0 | https://nnts.imgix.net/uploadedfiles/569ee93f-19d2-4d64-9584-e3e57a6d5cc9/PredictionImages/52fa76bd-b227-4d9a-9b94-4c7f7c15694c.jpeg?expires=1711738818&or=0&s=a0da7ea901fef861ff23cbf7d0135453 | https://app.nanonets.com/#/ocr/test/569ee93f-19d2-4d64-9584-e3e57a6d5cc9/d47729d3-ed2f-11ee-8e9a-221e535af36b |  | EN AMF 3.4L KO EN - KO ELECTRONIC 20 / 12 / 23 - Wednesday CONTROL SYSTEMS 14:16:14 ESC MENU â˜‘ ENGINE HAS STOPPED MAN AUTO TEST OFF 597479 UNHCR |  | 597479
media_file=fifield%2Fattachments%2Fb0b534743414482c9addd247d3ca241e%2Fd9a500e9-2a07-4e96-8dce-407027167c28%2FWhatsApp_Image_2024-02-20_at_14.27.49_8354787b-15_19_54.jpg | 0 | https://nnts.imgix.net/uploadedfiles/569ee93f-19d2-4d64-9584-e3e57a6d5cc9/PredictionImages/ffb16aec-85ea-4ea7-94f8-a92c10f9a931.jpeg?expires=1711738818&or=0&s=d0c97267f23fd586d520e6a0a64858a1 | https://app.nanonets.com/#/ocr/test/569ee93f-19d2-4d64-9584-e3e57a6d5cc9/866b7667-ed2e-11ee-8679-4e69b49d15d5 |  | DEEP SEA ELECTRONICS DSE 7320 MKII DSE On Load L - N 225 V 46 A L - L 390 V 50.0 Hz 27 kW 0.08 Ld 639255 UNHCR AUTO |  | 639255
media_file=fifield%2Fattachments%2Fb0b534743414482c9addd247d3ca241e%2F0f0e907d-9ecd-41b7-9e9a-cb08b6674e6e%2FWhatsApp_Image_2024-02-20_at_14.27.49_8354787b-15_21_28.jpg | 0 | https://nnts.imgix.net/uploadedfiles/569ee93f-19d2-4d64-9584-e3e57a6d5cc9/PredictionImages/68024e6b-d90d-4293-82d1-674762ae8d64.jpeg?expires=1711738818&or=0&s=2229d4f9f8d5372d353db6f5267d37a5 | https://app.nanonets.com/#/ocr/test/569ee93f-19d2-4d64-9584-e3e57a6d5cc9/708e0781-e631-11ee-a505-3675e4259b92 |  | DEEP SEA ELECTRONICS DSE 7320 MKII DSE On Load L - N 225 V 46 A L - L 390 V 50.0 Hz 27 kW 0.08 Ld 639255 UNHCR AUTO |  | 639255
media_file=fifield%2Fattachments%2Fb0b534743414482c9addd247d3ca241e%2F266dd6a3-e1b6-40cc-96e8-5da5b7aafe14%2FTag_563200-19_9_1.jpg | 0 | https://nnts.imgix.net/uploadedfiles/569ee93f-19d2-4d64-9584-e3e57a6d5cc9/PredictionImages/06b6ad00-311a-49f0-8c8e-70b28e81ee35.jpeg?expires=1711738818&or=0&s=71f3dfa23b434d63d5062b12932c5dbd | https://app.nanonets.com/#/ocr/test/569ee93f-19d2-4d64-9584-e3e57a6d5cc9/eccd7b80-ed2f-11ee-9221-4aca75adb6cb |  | ( M ) 563200 UNHCR B CIRCUIT OIL ALERT BREAKER LAMP VOLT METER OFF ON ON V 200 300 100 9971 - V OFF ~ 1.5L CE GB / T7676-98 TART ENGINE SW DC 12V 8.3A AC- ON OFF BATTERY CHARGING ONLY ALECTRICITY ZASE FILE JE Jiulongpo No.99 Loncin mmmm De Hualong Motor STARTING District Co. , Road . Ltd , AFTER STOPPING Chongqing Jiulong , China , Industrial Park , |  | 563200
media_file=fifield%2Fattachments%2Fb0b534743414482c9addd247d3ca241e%2F266dd6a3-e1b6-40cc-96e8-5da5b7aafe14%2FWHATSA2-19_3_4.JPG | 0 | https://nnts.imgix.net/uploadedfiles/569ee93f-19d2-4d64-9584-e3e57a6d5cc9/PredictionImages/9838d460-6c56-490a-bb97-61f74fffdd4d.jpeg?expires=1711738818&or=0&s=47bdeec29228b4354f22d1dcb889a00f | https://app.nanonets.com/#/ocr/test/569ee93f-19d2-4d64-9584-e3e57a6d5cc9/fa278182-ed2f-11ee-8b91-161cfd66d21b |  | 563198 UNHCR UIT DILALERT VOLT METER OFF ON AKER LAMP 9947 START ENGINE SW . 12V 8.3A AC C |  | 563198
media_file=fifield%2Fattachments%2Fb0b534743414482c9addd247d3ca241e%2F3b4b46b8-fbfd-47a0-84d7-80ef3b51b484%2F17053323119217084470013629661016-16_25_22.jpg | 0 | https://nnts.imgix.net/uploadedfiles/569ee93f-19d2-4d64-9584-e3e57a6d5cc9/PredictionImages/59a3a618-04b7-4f9f-9e40-1ce61bbda0d4.jpeg?expires=1711738818&or=0&s=fea1c0fce8348ae9c8a68ac1480a1a8a | https://app.nanonets.com/#/ocr/test/569ee93f-19d2-4d64-9584-e3e57a6d5cc9/c46ae768-ed30-11ee-9ad3-4aca75adb6cb |  | UNHCR B DSE Deep Sea Electronics Status 15:23 Generator at Rest Stop Mode AUTO Made in U.K. |  | 690362
media_file=fifield%2Fattachments%2Fb0b534743414482c9addd247d3ca241e%2F266dd6a3-e1b6-40cc-96e8-5da5b7aafe14%2FWHATSA1-19_13_47.JPG | 0 | https://nnts.imgix.net/uploadedfiles/569ee93f-19d2-4d64-9584-e3e57a6d5cc9/PredictionImages/9b5b910b-92d8-4fd5-ad41-9264dcd4ac2f.jpeg?expires=1711738818&or=0&s=f83694180a8e109d81cc0155fe78ee93 | https://app.nanonets.com/#/ocr/test/569ee93f-19d2-4d64-9584-e3e57a6d5cc9/f55aaa69-ed2f-11ee-8f89-221e535af36b |  | AUTO CONTROLLER GENERATING EXCITATION CHARGEN TRANSPORTING POWE 708571 UNHCR B H |  | 708571
media_file=fifield%2Fattachments%2Fb0b534743414482c9addd247d3ca241e%2F266dd6a3-e1b6-40cc-96e8-5da5b7aafe14%2FWHATSA2-19_56_19.JPG | 0 | https://nnts.imgix.net/uploadedfiles/569ee93f-19d2-4d64-9584-e3e57a6d5cc9/PredictionImages/ccecd55c-bc9f-4530-a099-8bc2fe17be64.jpeg?expires=1711738818&or=0&s=a09edde6dff541892df7e5d9d95a4901 | https://app.nanonets.com/#/ocr/test/569ee93f-19d2-4d64-9584-e3e57a6d5cc9/fe2f1e8d-ed2f-11ee-929f-4e69b49d15d5 |  | "UNHCRnnONttOIL |  | 708785
media_file=fifield%2Fattachments%2Fb0b534743414482c9addd247d3ca241e%2F266dd6a3-e1b6-40cc-96e8-5da5b7aafe14%2FTag...708580-19_18_50.jpg | 0 | https://nnts.imgix.net/uploadedfiles/569ee93f-19d2-4d64-9584-e3e57a6d5cc9/PredictionImages/2e8777e2-1834-4eb0-b5c2-57b13e0732e5.jpeg?expires=1711738818&or=0&s=d13c377ed6fd8af0814f3bc06ca0583a | https://app.nanonets.com/#/ocr/test/569ee93f-19d2-4d64-9584-e3e57a6d5cc9/eb3c17d3-ed2f-11ee-8b05-161cfd66d21b |  | GENSET CONTROLLER 2 19 082 VOLT . ( V ) POWER ( KW ) 5 18 -Frequency ( Hz ) OFF ON D - Current ( A ) -Battery voltage ( V ) -Engine Temp . ( C ) D - Generator Temp . ( C ) Engine oil warning C - Auto protection indicator -Run on -Crank indicator SmartGen Model HGM501 START ACAUTION ATTENTION A SAFETY V 50 Check to st or leakage . A Please stop the A Please use at the w Keep the Generator A Please don't operate NO FIRE set working in the house to prevent from th ventilative place |  | 708580
media_file=fifield%2Fattachments%2Fb0b534743414482c9addd247d3ca241e%2F266dd6a3-e1b6-40cc-96e8-5da5b7aafe14%2F20231228_105811-23_11_39.jpg | 0 | https://nnts.imgix.net/uploadedfiles/569ee93f-19d2-4d64-9584-e3e57a6d5cc9/PredictionImages/565d5373-aba0-4421-b53b-604123a7f325.jpeg?expires=1711738818&or=0&s=b0d7ec0d98ab56d188601b4847633de2 | https://app.nanonets.com/#/ocr/test/569ee93f-19d2-4d64-9584-e3e57a6d5cc9/e4085516-ed2f-11ee-8f05-221e535af36b |  | GENSET CONTROLLER 708696 888 888 FUSE VOLT . ( V ) POWER ( KW ) 988 FUNC Î” V OFF ON 000000 - Frequency ( Hz ) Current ( A ) - Battery voltage ( V ) - Run time ( H ) Engine Temp . ( t ) Generator Temp . ( C ) warning Engine oil 000 - - Auto protection - -Run on indicator - - Crank indicator SmartGen Model HGM501 START |  | 708696
media_file=fifield%2Fattachments%2Fb0b534743414482c9addd247d3ca241e%2F6cbb2f57-17b1-4c7a-9788-758c834fd5b4%2F708791-12_9_38.jpg | 0 | https://nnts.imgix.net/uploadedfiles/569ee93f-19d2-4d64-9584-e3e57a6d5cc9/PredictionImages/f07af8da-631b-4951-a107-6bd67386cea1.jpeg?expires=1711738818&or=0&s=8892eba2182d33ed547ca30bf43abf81 | https://app.nanonets.com/#/ocr/test/569ee93f-19d2-4d64-9584-e3e57a6d5cc9/d4474d2b-ed30-11ee-9b3a-4aca75adb6cb | 38 | Engine Run Time DSE 22h 57m 38 Start ( s ) Switch O E D AUTO Made in U.K. Peak CEP Diesel Generator Set ( ISO 8528 ) 708791 Model WPS80S SN 18D2003 KVA kW Prime power 80 64 Standby power 88 70 Voltage : 240 / 415V Current : 111A Frequency : 50Hz Phase : 3P RPM : 1500r / min Power Factor : 0.8 ( lag ) Weight : 1464kg Date : 2018.12 Peak International Trade ( Tianjin ) Co. , Ltd www.peakglobe.com SmartGen Source 1 Source 2 T - V 0971 - V #O á‹ DO- | 22h 57m | 708791 | 22
media_file=fifield%2Fattachments%2Fb0b534743414482c9addd247d3ca241e%2F6cbb2f57-17b1-4c7a-9788-758c834fd5b4%2F708791-12_9_38.jpg | 0 | https://nnts.imgix.net/uploadedfiles/569ee93f-19d2-4d64-9584-e3e57a6d5cc9/PredictionImages/47205117-5034-4a43-8b81-756883240d00.jpeg?expires=1711738818&or=0&s=b689e9752782ad32fa898e234a8ef44b | https://app.nanonets.com/#/ocr/test/569ee93f-19d2-4d64-9584-e3e57a6d5cc9/43a40d23-ed30-11ee-9648-4aca75adb6cb | 38 | Engine Run Time DSE 22h 57m 38 Start ( s ) Switch O E AUTO Made in U.K. Peak CEP Diesel Generator Set ( ISO 8528 ) 708791 Model WPS80S SN 18D2003 KVA kW Prime power 80 64 Standby power 88 70 Voltage : 240 / 415V Current : 111A Frequency : 50Hz Phase : 3P RPM : 1500r / min Power Factor : 0.8 ( lag ) Weight : 1464kg Date : 2018.12 Peak International Trade ( Tianjin ) Co. , Ltd www.peakglobe.com SmartGen Source 1 Source 2 T - V 0971 - V #O á‹ DO- | 22h 57m | 708791 | 22
media_file=fifield%2Fattachments%2Fb0b534743414482c9addd247d3ca241e%2Fa68f5c2c-6541-41f6-80d7-5d9f0f6465cb%2FGenerator_-_Control_Screen-17_12_42.jpeg | 0 | https://nnts.imgix.net/uploadedfiles/569ee93f-19d2-4d64-9584-e3e57a6d5cc9/PredictionImages/398e3f25-7182-4f87-afd6-c9913f10defb.jpeg?expires=1711738818&or=0&s=b687d75d36b9e3825c16b41210436c68 | https://app.nanonets.com/#/ocr/test/569ee93f-19d2-4d64-9584-e3e57a6d5cc9/766de45f-ed2f-11ee-8ecd-4aca75adb6cb |  | DATAKOM DKG 543 MAINS STATUS Power ALARM Ð”Ð¾ NAINS PARAMETERS O OFF Mains UK 49.9Hz . -234 CLOSE OPEN WARNING ! O 233 13.7UDE www Ñ‚Ð¾ 12 - ni 231 LOAD a - 53.c O REQUEST SERVICE O CLOSE OPEN ç›Š T TEST MUTE RUN STOP PGM- GENERATOR LOAD TEST LA O ÎŸ TEST AUTO OFF MAN 379432 SmartGen Generator Voltage DO ¦¦ DO Mains Voltage 100400 500 100 500 100 -15LA 0 Voltage Switch ATS Controller Voltage Switch |  | 379432
media_file=fifield%2Fattachments%2Fb0b534743414482c9addd247d3ca241e%2Ffba1c470-42dd-43e5-bc11-76f22770554f%2FPhoto2-13_42_43.jpg | 0 | https://nnts.imgix.net/uploadedfiles/569ee93f-19d2-4d64-9584-e3e57a6d5cc9/PredictionImages/dbbd96f4-138c-4eb2-96ea-2cd8de88ac62.jpeg?expires=1711738818&or=0&s=d026fab7ec8d11895177612276d89881 | https://app.nanonets.com/#/ocr/test/569ee93f-19d2-4d64-9584-e3e57a6d5cc9/8f25c6c7-ed2e-11ee-86c2-4e69b49d15d5 |  | D DATAKOM DKG 543 MAINS STATUS Power Switch MAINS PARAMETERS O OFF ON ALARMO Mains OK 49.9H -232 CLOSE OPEN WARNING ! O 2-1 : 2310 13.7 VDC LOAD 232U 52 - C SERVICE LB - N : REQUEST O CLOSE OPEN O LAMP TEST MENU MENU ALARM RUN STOP MUTE GENERATOR PGM LOAD TEST A O TEST AUTO OFF MAN 379432 UNHCR SmartGen Generator Voltage Mains Voltage Source 1 BO Source 2 400 500 200 300 CE 100 40 500 CE -E151A 500V 0 500V Load CO Auto Man 18 Close Open 28 Close Voltage Switch Voltage Switch ATS Controller |  | 379432
media_file=fifield%2Fattachments%2Fb0b534743414482c9addd247d3ca241e%2Fb7a2e975-e244-46cf-8926-180bb2d31249%2FPXL_20231211_065948324-16_59_40.jpg | 0 | https://nnts.imgix.net/uploadedfiles/569ee93f-19d2-4d64-9584-e3e57a6d5cc9/PredictionImages/38c1827d-0350-468a-9fea-3919f352bd52.jpeg?expires=1711738818&or=0&s=91203851085a0a935ea390591e280449 | https://app.nanonets.com/#/ocr/test/569ee93f-19d2-4d64-9584-e3e57a6d5cc9/92bda614-ed2f-11ee-87f8-161cfd66d21b |  | UNHCR CAT ACK RESET EVENT LOG H / W 4509596-00 CAT S / N : 0878E045TY RUN AUTO STOP ×“×™ AC ENGINE MAIN MENU OK EMCP 4.1 |  | 561749
media_file=fifield%2Fattachments%2Fb0b534743414482c9addd247d3ca241e%2Fb7a2e975-e244-46cf-8926-180bb2d31249%2FPXL_20231211_065948324-16_59_40.jpg | 0 | https://nnts.imgix.net/uploadedfiles/569ee93f-19d2-4d64-9584-e3e57a6d5cc9/PredictionImages/1d44e3e2-ca0b-45ba-8cb1-97ebd36d278d.jpeg?expires=1711738818&or=0&s=96399f0692d75b31d0a0ecbd4303c8cf | https://app.nanonets.com/#/ocr/test/569ee93f-19d2-4d64-9584-e3e57a6d5cc9/7c26365e-ed2e-11ee-831f-221e535af36b |  | 561749 UNHCR CAT ACK RESET EVENT LOG H / W 4509596-00 CAT S / N : 0878E045TY RUN AUTO STOP ×“×™ AC ENGINE MAIN MENU OK EMCP 4.1 |  | 561749
media_file=fifield%2Fattachments%2Fb0b534743414482c9addd247d3ca241e%2Fb7a2e975-e244-46cf-8926-180bb2d31249%2FPXL_20231211_100518317-17_3_9.jpg | 0 | https://nnts.imgix.net/uploadedfiles/569ee93f-19d2-4d64-9584-e3e57a6d5cc9/PredictionImages/35d7ea40-6b4f-4634-8892-79a688150c65.jpeg?expires=1711738818&or=0&s=198a59c882e574eb67fd8bda6832ebc1 | https://app.nanonets.com/#/ocr/test/569ee93f-19d2-4d64-9584-e3e57a6d5cc9/9351844a-ed2f-11ee-87f9-161cfd66d21b |  | UNHCR B CATÂ® ACK RESET EVENT LOG 0 kPa 43 Â° C 12.8 V 0 rpm 386.4 hrs STOPPED RUN AUTO STOP @@@ AC ENGINE MAIN MENU OK EMCP 4.1 | 386.4 | 561750 | 386
media_file=fifield%2Fattachments%2Fb0b534743414482c9addd247d3ca241e%2Fb7a2e975-e244-46cf-8926-180bb2d31249%2FPXL_20231211_100518317-17_3_9.jpg | 0 | https://nnts.imgix.net/uploadedfiles/569ee93f-19d2-4d64-9584-e3e57a6d5cc9/PredictionImages/f4e95cc5-7a76-43c5-a3a9-7219f228cbd0.jpeg?expires=1711738818&or=0&s=b490735e1a781aa7ddc17fd5a655636c | https://app.nanonets.com/#/ocr/test/569ee93f-19d2-4d64-9584-e3e57a6d5cc9/7d967f2b-ed2e-11ee-8631-4e69b49d15d5 |  | UNHCR B CATÂ® ACK RESET EVENT LOG 0 kPa 43 Â° C 12.8 V 0 rpm 386.4 hrs STOPPED RUN AUTO STOP @@@ AC ENGINE MAIN MENU OK EMCP 4.1 | 386.4 | 561750 | 386
media_file=fifield%2Fattachments%2Fb0b534743414482c9addd247d3ca241e%2F10d43558-6f16-4ab4-9805-8ace4e6878b1%2FWhatsApp_Image_2024-01-24_at_10.00.40_7c09db33-15_10_47.jpg | 0 | https://nnts.imgix.net/uploadedfiles/569ee93f-19d2-4d64-9584-e3e57a6d5cc9/PredictionImages/26ab06d5-2699-4fab-873e-4226453cde4d.jpeg?expires=1711738818&or=0&s=6cb39b133e3c90b6ddeb54d58892510e | https://app.nanonets.com/#/ocr/test/569ee93f-19d2-4d64-9584-e3e57a6d5cc9/f922d20a-ed30-11ee-ba21-52f8dd295e24 |  | ( m ) 751793 UNHCR B DSE Deep Sea Electronics 736h 12m O TAUTO Stop Auto Start | 736h12m | 751793
media_file=fifield%2Fattachments%2Fb0b534743414482c9addd247d3ca241e%2F10d43558-6f16-4ab4-9805-8ace4e6878b1%2FWhatsApp_Image_2024-01-24_at_10.00.40_7c09db33-15_10_47.jpg | 0 | https://nnts.imgix.net/uploadedfiles/569ee93f-19d2-4d64-9584-e3e57a6d5cc9/PredictionImages/26ab06d5-2699-4fab-873e-4226453cde4d.jpeg?expires=1711738818&or=0&s=6cb39b133e3c90b6ddeb54d58892510e | https://app.nanonets.com/#/ocr/test/569ee93f-19d2-4d64-9584-e3e57a6d5cc9/f922d20a-ed30-11ee-ba21-52f8dd295e24 |  | ( m ) 751793 UNHCR B DSE Deep Sea Electronics 736h 12m O TAUTO Stop Auto Start | 736h12m | 751793 | 736
media_file=fifield%2Fattachments%2Fb0b534743414482c9addd247d3ca241e%2F10d43558-6f16-4ab4-9805-8ace4e6878b1%2FWhatsApp_Image_2024-01-24_at_10.00.40_7c09db33-15_10_47.jpg | 0 | https://nnts.imgix.net/uploadedfiles/569ee93f-19d2-4d64-9584-e3e57a6d5cc9/PredictionImages/b8136591-c9b4-4919-9509-6eeb4818a5f7.jpeg?expires=1711738818&or=0&s=02b8e43141312a8136952325280e98a0 | https://app.nanonets.com/#/ocr/test/569ee93f-19d2-4d64-9584-e3e57a6d5cc9/69883eda-ed30-11ee-982d-4e69b49d15d5 |  | ( m ) 751793 UNHCR B DSE Deep Sea Electronics 736h 12m O TAUTO Stop Auto Start | 736h12m | 751793 | 736
media_file=fifield%2Fattachments%2Fb0b534743414482c9addd247d3ca241e%2F23cddbbe-ea8a-407c-ab89-9095ab954a5f%2FIMG_0133-10_33_55.jpeg | 0 | https://nnts.imgix.net/uploadedfiles/569ee93f-19d2-4d64-9584-e3e57a6d5cc9/PredictionImages/be05d4e4-f0b4-4ae9-a37f-5a9cfaa25c01.jpeg?expires=1711738818&or=0&s=efe31fdf3546e5ed3761d89d88e06bb2 | https://app.nanonets.com/#/ocr/test/569ee93f-19d2-4d64-9584-e3e57a6d5cc9/cf326196-ed2f-11ee-8e69-221e535af36b |  | DEEP SEA ELECTRONICS DSE 7110 MKII OSE LIN 233 v QLIN L2N 231 v L3N 235 y ENCY E STOP O AUTO 751783 UNHCR DIESEL GENERATOR SET UNIQUE QUALITY , RELIABILITY Maintenance Time table of Diesel Generating Set Content Every Every Every Every air Day Clearage 4 4 4 4 Level of engine of 4 V 4 Crankcie Brow 4 4 Rimes in maine ar 18000 |  | 751783
media_file=fifield%2Fattachments%2Fb0b534743414482c9addd247d3ca241e%2F23cddbbe-ea8a-407c-ab89-9095ab954a5f%2FIMG_0133-10_33_55.jpeg | 0 | https://nnts.imgix.net/uploadedfiles/569ee93f-19d2-4d64-9584-e3e57a6d5cc9/PredictionImages/dd9b9fa6-2d64-4e14-a932-9a665c3de3ad.jpeg?expires=1711738818&or=0&s=594f79b1f7b4d4397fcf52e48513abb7 | https://app.nanonets.com/#/ocr/test/569ee93f-19d2-4d64-9584-e3e57a6d5cc9/39a42757-e631-11ee-b5db-fe8ebc8a7001 |  | DEEP SEA ELECTRONICS DSE 7110 MKII OSE LIN 233 v QLIN L2N 231 v L3N 235 y ENCY E STOP O AUTO 751783 UNHCR DIESEL GENERATOR SET UNIQUE QUALITY , RELIABILITY Maintenance Time table of Diesel Generating Set Content Every Every Every Every air Day Clearage 4 4 4 4 Level of engine of 4 V 4 Crankcie Brow 4 4 Rimes in maine ar 18000 |  | 751783
media_file=fifield%2Fattachments%2Fb0b534743414482c9addd247d3ca241e%2F266dd6a3-e1b6-40cc-96e8-5da5b7aafe14%2FWHATSA1-22_41_1.JPG | 0 | https://nnts.imgix.net/uploadedfiles/569ee93f-19d2-4d64-9584-e3e57a6d5cc9/PredictionImages/ea9a8772-65ea-4eed-8d19-95538935cda0.jpeg?expires=1711738818&or=0&s=2fc74d45f53bcf39b49806a28ca36c72 | https://app.nanonets.com/#/ocr/test/569ee93f-19d2-4d64-9584-e3e57a6d5cc9/f8c58c16-ed2f-11ee-8b7c-161cfd66d21b | 2923 | DEEP SEA ELECTRONICS DSE 7320 DSE MKII Engine Run Time Remote Start Input 5446h 6m 2923 Start ( s ) Common Alarm 732771 2023/12/23 15:39 | 5446h 6m | 732771 | 5446
media_file=fifield%2Fattachments%2Fb0b534743414482c9addd247d3ca241e%2F266dd6a3-e1b6-40cc-96e8-5da5b7aafe14%2FWHATSA1-22_43_30.JPG | 0 | https://nnts.imgix.net/uploadedfiles/569ee93f-19d2-4d64-9584-e3e57a6d5cc9/PredictionImages/6ce27d3b-03e2-4c76-b5f2-441e93d3d2fd.jpeg?expires=1711738818&or=0&s=bebeecf927cd53138ba2f07e885d8f8e | https://app.nanonets.com/#/ocr/test/569ee93f-19d2-4d64-9584-e3e57a6d5cc9/f9d7a426-ed2f-11ee-9292-4e69b49d15d5 |  | DEEP SEA ELECTRONICS DSE 7320 MKII DSE 1 Event Log Remote Start Input Engine Stopped 5940h 21m Common Alarm 732772 2023/12/23 15:30 | 5940h 21m | 732772 | 5940
media_file=fifield%2Fattachments%2Fb0b534743414482c9addd247d3ca241e%2F266dd6a3-e1b6-40cc-96e8-5da5b7aafe14%2FWHD57D1-21_21_52.JPG | 0 | https://nnts.imgix.net/uploadedfiles/569ee93f-19d2-4d64-9584-e3e57a6d5cc9/PredictionImages/34802032-522e-4d06-832a-067a273f8fb4.jpeg?expires=1711738818&or=0&s=7606812a3d11b24bb8ed3eb76234aeb0 | https://app.nanonets.com/#/ocr/test/569ee93f-19d2-4d64-9584-e3e57a6d5cc9/6a091b98-ed2f-11ee-8f26-4e69b49d15d5 |  | OFF ON OIL ALERT LAMP AC SW D HOUR ON BL START OFF STARTER SW DC 12V 8.3A AC 230V ICFICA 1168 732651 230 |  | 732651
media_file=fifield%2Fattachments%2Fb0b534743414482c9addd247d3ca241e%2F6cbb2f57-17b1-4c7a-9788-758c834fd5b4%2F649DE71-11_57_7.JPG | 0 | https://nnts.imgix.net/uploadedfiles/569ee93f-19d2-4d64-9584-e3e57a6d5cc9/PredictionImages/89f943a5-a94a-489e-aeef-6b3eadd4c2d9.jpeg?expires=1711738818&or=0&s=7a1e9bb0b928d4d4f4afb664a6b55467 | https://app.nanonets.com/#/ocr/test/569ee93f-19d2-4d64-9584-e3e57a6d5cc9/d109af40-ed30-11ee-b50f-52f8dd295e24 |  | OFF OIL LAMP ALERT AC SW ON STARTER SW START OFF DC 12V 83A AC 230V 230 50Hz aksa JENERATÃ–R |  | 732754
media_file=fifield%2Fattachments%2Fb0b534743414482c9addd247d3ca241e%2F6cbb2f57-17b1-4c7a-9788-758c834fd5b4%2F649DE71-11_57_7.JPG | 0 | https://nnts.imgix.net/uploadedfiles/569ee93f-19d2-4d64-9584-e3e57a6d5cc9/PredictionImages/ab845898-60e2-4ba9-86b3-ba32bfe463da.jpeg?expires=1711738818&or=0&s=a1e0edca206c1275d9d8e5085214b7dc | https://app.nanonets.com/#/ocr/test/569ee93f-19d2-4d64-9584-e3e57a6d5cc9/401d9076-ed30-11ee-af3b-52f8dd295e24 |  | OFF OIL LAMP ALERT AC SW ON STARTER SW START OFF DC 12V 83A AC 230V 230 50Hz aksa JENERATÃ–R |  | 732754
media_file=fifield%2Fattachments%2Fb0b534743414482c9addd247d3ca241e%2F266dd6a3-e1b6-40cc-96e8-5da5b7aafe14%2FWhatsApp_Image_2023-12-24_at_15.13.33_9ba1cee6-22_18_59.jpg | 0 | https://nnts.imgix.net/uploadedfiles/569ee93f-19d2-4d64-9584-e3e57a6d5cc9/PredictionImages/93d9b427-de11-4a8a-9d88-cfe7ab54361f.jpeg?expires=1711738818&or=0&s=de5a3f2fb2a3df0e8432d3cdbf574289 | https://app.nanonets.com/#/ocr/test/569ee93f-19d2-4d64-9584-e3e57a6d5cc9/1e7962ec-ed30-11ee-ad19-52f8dd295e24 |  | DSE O AUTO , Made in U.K. |  | 799973
media_file=fifield%2Fattachments%2Fb0b534743414482c9addd247d3ca241e%2F266dd6a3-e1b6-40cc-96e8-5da5b7aafe14%2FWhatsApp_Image_2023-12-24_at_15.13.32_d5276d6e-22_20_50.jpg | 0 | https://nnts.imgix.net/uploadedfiles/569ee93f-19d2-4d64-9584-e3e57a6d5cc9/PredictionImages/99badfa4-63ce-4ba4-936c-a5330a891078.jpeg?expires=1711738818&or=0&s=03bf3502d0c49b886c23643adbd89569 | https://app.nanonets.com/#/ocr/test/569ee93f-19d2-4d64-9584-e3e57a6d5cc9/1d821469-ed30-11ee-ad0b-52f8dd295e24 | 226 | Engine Run Time DSE 165h 45m 226 start ( s ) KKKK O AUTO Made in U.K. | 165h 45m | 799974 | 165
media_file=fifield%2Fattachments%2Fb0b534743414482c9addd247d3ca241e%2F266dd6a3-e1b6-40cc-96e8-5da5b7aafe14%2FCamp-3_1.2-22_25_16.jpeg | 0 | https://nnts.imgix.net/uploadedfiles/569ee93f-19d2-4d64-9584-e3e57a6d5cc9/PredictionImages/1c36d69b-7910-4dfd-8722-4f9cb68420e1.jpeg?expires=1711738818&or=0&s=347be61a16ecef7468f110696b2b5746 | https://app.nanonets.com/#/ocr/test/569ee93f-19d2-4d64-9584-e3e57a6d5cc9/e9572431-ed2f-11ee-8af4-161cfd66d21b | 679 | Engine Run Time DSE 684h 16m 679 Start ( s ) T O AUTO â˜‘ I Made in U.K. 799979 | 684h 16m | 799979 | 684
media_file=fifield%2Fattachments%2Fb0b534743414482c9addd247d3ca241e%2F266dd6a3-e1b6-40cc-96e8-5da5b7aafe14%2FCamp-3_1.2-22_25_16.jpeg | 0 | https://nnts.imgix.net/uploadedfiles/569ee93f-19d2-4d64-9584-e3e57a6d5cc9/PredictionImages/e6585865-33c7-48a4-8203-44d397b6f8b9.jpeg?expires=1711738818&or=0&s=04e6430b861839b7ff2fdab9e11f3acb | https://app.nanonets.com/#/ocr/test/569ee93f-19d2-4d64-9584-e3e57a6d5cc9/4760391d-e631-11ee-a9d2-9236fffca3f7 | 679 | Engine Run Time DSE 684h 16m 679 Start ( s ) T O AUTO â˜‘ I Made in U.K. 799979 | 684 | 799979
media_file=fifield%2Fattachments%2Fb0b534743414482c9addd247d3ca241e%2F266dd6a3-e1b6-40cc-96e8-5da5b7aafe14%2FCamp-3_2.2-22_27_33.jpeg | 0 | https://nnts.imgix.net/uploadedfiles/569ee93f-19d2-4d64-9584-e3e57a6d5cc9/PredictionImages/65d1dbaf-c359-4270-be62-dcca48d39fe8.jpeg?expires=1711738818&or=0&s=d08d50b5cb504e23aec35af449accec4 | https://app.nanonets.com/#/ocr/test/569ee93f-19d2-4d64-9584-e3e57a6d5cc9/e99c6dd3-ed2f-11ee-922e-4e69b49d15d5 | 1273 | Engine Run Time DSE 1232h 53m 1273 start ( s ) éœ„ KKKKK AUTO n U.K. 799980 | 1232h 53m | 799980 | 1232
media_file=fifield%2Fattachments%2Fb0b534743414482c9addd247d3ca241e%2F266dd6a3-e1b6-40cc-96e8-5da5b7aafe14%2FCamp-3_2.2-22_27_33.jpeg | 0 | https://nnts.imgix.net/uploadedfiles/569ee93f-19d2-4d64-9584-e3e57a6d5cc9/PredictionImages/135768a9-039e-4b59-b9d4-47e4c0ec32a7.jpeg?expires=1711738818&or=0&s=e789290b1015d398d77b1dd1594d8090 | https://app.nanonets.com/#/ocr/test/569ee93f-19d2-4d64-9584-e3e57a6d5cc9/4771f0d8-e631-11ee-a3fc-3675e4259b92 | 1273 | Engine Run Time DSE 1232h 53m 1273 start ( s ) éœ„ KKKKK AUTO n U.K. 799980 | 1232 | 799980
media_file=fifield%2Fattachments%2Fb0b534743414482c9addd247d3ca241e%2F266dd6a3-e1b6-40cc-96e8-5da5b7aafe14%2FCamp_2W_1.2-22_24_1.jpeg | 0 | https://nnts.imgix.net/uploadedfiles/569ee93f-19d2-4d64-9584-e3e57a6d5cc9/PredictionImages/1f49aeff-febf-450d-9512-5513c746da4b.jpeg?expires=1711738818&or=0&s=282285a4c016e585161ed40019895830 | https://app.nanonets.com/#/ocr/test/569ee93f-19d2-4d64-9584-e3e57a6d5cc9/e64d3f0f-ed2f-11ee-8ad8-161cfd66d21b | 638 | Engine Run Time DSE 655h 54m 638 start ( s ) å†’ O AUTO Made in U.K. | 655h 54m | 799975 | 655
media_file=fifield%2Fattachments%2Fb0b534743414482c9addd247d3ca241e%2F266dd6a3-e1b6-40cc-96e8-5da5b7aafe14%2FCamp_2W_2.2-22_22_33.jpeg | 0 | https://nnts.imgix.net/uploadedfiles/569ee93f-19d2-4d64-9584-e3e57a6d5cc9/PredictionImages/1cbb66bb-8208-49fc-bfae-c2d8cab4f16e.jpeg?expires=1711738818&or=0&s=5fc4a92d4f7f989711e716a4df7ad701 | https://app.nanonets.com/#/ocr/test/569ee93f-19d2-4d64-9584-e3e57a6d5cc9/e871a922-ed2f-11ee-9225-4e69b49d15d5 | 676 | Engine Run Time DSE 561h 55m 676 Start ( s ) AUTO Made in U.K. | 561h 55m | 799976 | 561
media_file=fifield%2Fattachments%2Fb0b534743414482c9addd247d3ca241e%2F266dd6a3-e1b6-40cc-96e8-5da5b7aafe14%2FWH5CAD1-22_47_39.JPG | 0 | https://nnts.imgix.net/uploadedfiles/569ee93f-19d2-4d64-9584-e3e57a6d5cc9/PredictionImages/dafd0e2f-58c5-4a0b-a0d5-6b5b999089ef.jpeg?expires=1711738818&or=0&s=0ee134a0087b87b72fd2329fbe73656b | https://app.nanonets.com/#/ocr/test/569ee93f-19d2-4d64-9584-e3e57a6d5cc9/f19faf87-ed2f-11ee-9241-4aca75adb6cb | 3363 | 799977 WWW W. AN AD NOW Engine Run Time 2429h 52m DS 3363 Start ( s ) O I AUTO de in UK . | 2429h 52m | 799977 | 2429
media_file=fifield%2Fattachments%2Fb0b534743414482c9addd247d3ca241e%2F266dd6a3-e1b6-40cc-96e8-5da5b7aafe14%2FWHATSA4-22_48_43.JPG | 0 | https://nnts.imgix.net/uploadedfiles/569ee93f-19d2-4d64-9584-e3e57a6d5cc9/PredictionImages/8c1a183f-cf0f-4327-81e3-fb606787b114.jpeg?expires=1711738818&or=0&s=1d3f78e284e686f020c4d2d7311c0087 | https://app.nanonets.com/#/ocr/test/569ee93f-19d2-4d64-9584-e3e57a6d5cc9/188cc70b-ed30-11ee-ac3a-52f8dd295e24 | 2103 | 799978 Engine Run Time 1773h 32m 2103 Start ( s ) L | 1773h 32m | 799978 | 1773
media_file=fifield%2Fattachments%2Fb0b534743414482c9addd247d3ca241e%2F266dd6a3-e1b6-40cc-96e8-5da5b7aafe14%2FWhatsApp_Image_2023-12-28_at_10.01.01_a70c7d92-23_40_54.jpg | 0 | https://nnts.imgix.net/uploadedfiles/569ee93f-19d2-4d64-9584-e3e57a6d5cc9/PredictionImages/5256c627-3464-4413-a45f-8862ee8866d4.jpeg?expires=1711738818&or=0&s=dbb393f6596325081642e2305f987861 | https://app.nanonets.com/#/ocr/test/569ee93f-19d2-4d64-9584-e3e57a6d5cc9/203ec4ba-ed30-11ee-ad41-52f8dd295e24 |  | DSE I AUTO Made in U.K. 766822 |  | 766822
media_file=fifield%2Fattachments%2Fb0b534743414482c9addd247d3ca241e%2F266dd6a3-e1b6-40cc-96e8-5da5b7aafe14%2FWhatsApp_Image_2023-12-28_at_10.01.01_a70c7d92-23_53_0.jpg | 0 | https://nnts.imgix.net/uploadedfiles/569ee93f-19d2-4d64-9584-e3e57a6d5cc9/PredictionImages/9dbef0b1-053e-43b3-850b-6569f1e17f95.jpeg?expires=1711738818&or=0&s=80f487fdadcb2474207160e8737bfcc1 | https://app.nanonets.com/#/ocr/test/569ee93f-19d2-4d64-9584-e3e57a6d5cc9/972accaa-ed2f-11ee-8ff3-4aca75adb6cb |  | DSE I AUTO Made in U.K. 766822 |  | 766822
media_file=fifield%2Fattachments%2Fb0b534743414482c9addd247d3ca241e%2F42a7dd3f-5c00-4cfe-ae72-459092c9f06b%2F775571_IMG_20240229_092348-11_12_24.jpg | 0 | https://nnts.imgix.net/uploadedfiles/569ee93f-19d2-4d64-9584-e3e57a6d5cc9/PredictionImages/66bc8a95-12eb-4881-8b8a-b8f644ce394b.jpeg?expires=1711738818&or=0&s=55c7056140dd73af3516b9d29a406154 | https://app.nanonets.com/#/ocr/test/569ee93f-19d2-4d64-9584-e3e57a6d5cc9/cff4b3eb-ed2f-11ee-8a2e-161cfd66d21b |  | DSE DEEP SEA ELECTRONICS DSE 7320 MKII 775571 KKKN 2 O AUTO PUSH AWARNING Ù† AU PLS KEEP AWAY FROM THE AUTOMATIC AUTO GENERTOR BECAUSE IT MAY BE STARTED AT ANY TIME . NW - 2019-07 Oil Heater Water Heater POWER ON LAMP POWER ON OFF ON OFF |  | 775571
media_file=fifield%2Fattachments%2Fb0b534743414482c9addd247d3ca241e%2Fb7a2e975-e244-46cf-8926-180bb2d31249%2FPXL_20231211_065822561-17_40_58.jpg | 0 | https://nnts.imgix.net/uploadedfiles/569ee93f-19d2-4d64-9584-e3e57a6d5cc9/PredictionImages/7dcd818a-27f0-4b51-a486-91d2cdd5368a.jpeg?expires=1711738818&or=0&s=2252810dbcfaf9346868021f98c116bb | https://app.nanonets.com/#/ocr/test/569ee93f-19d2-4d64-9584-e3e57a6d5cc9/90c6fcd3-ed2f-11ee-87eb-161cfd66d21b |  | DANGER THIS MACHINE IS REMOTELY CONTROLLED AND MAY START WITHOUT WARNING About Variant 6120 DSE Application V2.4.1 USB ID 6C283799EF C B AUTO Made in U.K. 749004 UNHCR |  | 749004
media_file=fifield%2Fattachments%2Fb0b534743414482c9addd247d3ca241e%2Fb7a2e975-e244-46cf-8926-180bb2d31249%2FPXL_20231211_065822561-17_40_58.jpg | 0 | https://nnts.imgix.net/uploadedfiles/569ee93f-19d2-4d64-9584-e3e57a6d5cc9/PredictionImages/5a1327fc-2989-4c8d-b682-41e266db0e59.jpeg?expires=1711738818&or=0&s=178456aed0cada1d1e9f4dd500ccaa5f | https://app.nanonets.com/#/ocr/test/569ee93f-19d2-4d64-9584-e3e57a6d5cc9/7aa16bcb-ed2e-11ee-9600-52f8dd295e24 |  | DANGER THIS MACHINE IS REMOTELY CONTROLLED AND MAY START WITHOUT WARNING About Variant 6120 DSE Application V2.4.1 USB ID 6C283799EF C B AUTO Made in U.K. 749004 UNHCR |  | 749004
x319_image1.jpeg | 0 | https://nnts.imgix.net/uploadedfiles/569ee93f-19d2-4d64-9584-e3e57a6d5cc9/PredictionImages/9679d971-866a-4783-95b6-edfba218c176.jpeg?expires=1711738818&or=0&s=97dc2c2db7321e4e6f5c705739c6c7e2 | https://app.nanonets.com/#/ocr/test/569ee93f-19d2-4d64-9584-e3e57a6d5cc9/97b10451-ed2e-11ee-97e9-52f8dd295e24 |  | DEEP SEA ELECTRONICS DSE 7320 M REMOTELY CONTROLLED AND MAY START WITHOUT WARNING B / C 802791 |  | 802791
media_file=fifield%2Fattachments%2Fb0b534743414482c9addd247d3ca241e%2F266dd6a3-e1b6-40cc-96e8-5da5b7aafe14%2FWhatsApp_Image_2023-12-26_at_11.07.17_85638085-22_30_11.jpg | 0 | https://nnts.imgix.net/uploadedfiles/569ee93f-19d2-4d64-9584-e3e57a6d5cc9/PredictionImages/2539f82e-d09e-4e91-9ad0-7e18daec337c.jpeg?expires=1711738818&or=0&s=789022752cd72c80085c6d2db8a0a742 | https://app.nanonets.com/#/ocr/test/569ee93f-19d2-4d64-9584-e3e57a6d5cc9/1fc814c8-ed30-11ee-9453-4e69b49d15d5 |  | DSE O AUTO Made in U.K. 800858 UNHCR |  | 800858
media_file=fifield%2Fattachments%2Fb0b534743414482c9addd247d3ca241e%2Fafdd06db-404e-4c71-814b-6070dd8d6221%2FControl_Screen-9_30_45.jpeg | 0 | https://nnts.imgix.net/uploadedfiles/569ee93f-19d2-4d64-9584-e3e57a6d5cc9/PredictionImages/a0c539fd-cb03-4807-b0f8-19c7dab7691f.jpeg?expires=1711738818&or=0&s=5f36def80b981beb7bddda97f2f5ca8d | https://app.nanonets.com/#/ocr/test/569ee93f-19d2-4d64-9584-e3e57a6d5cc9/8fd8b6d0-ed2f-11ee-9071-4e69b49d15d5 |  | SVF SERVICIO TECNICO - MANTENIMIENTO - REPUESTOS Quito : Av . Eloy Alfare entre Arupes y Aceitunas Telfs : 248 1377-2481378 Danko FIAT InteliLite NT AMF 20 ComAp â–· OFF MAN UT TEST Mode Mode Start 776486 Listo Operked O + O O + O 1 PE 0.00 Horn Fault Stop RPM reset reset Sin Time 0 Page Peligro Alto Voltaje Enter 1/0 1/0 A012 Light Switch EMERGENCE Alam Indication Power Switch ATENCIÃ“N No manipule el se Galaxy S20 FE generador cuando ponga en marcha 7 de diciembre de 2023 4:09 p.m. |  | 776486
media_file=fifield%2Fattachments%2Fb0b534743414482c9addd247d3ca241e%2Fafdd06db-404e-4c71-814b-6070dd8d6221%2FControl_Screen-9_30_45.jpeg | 0 | https://nnts.imgix.net/uploadedfiles/569ee93f-19d2-4d64-9584-e3e57a6d5cc9/PredictionImages/d93756a7-c18d-4a26-9838-167f7cda9069.jpeg?expires=1711738818&or=0&s=9594e357ddaac72b5c33c5af79b1766d | https://app.nanonets.com/#/ocr/test/569ee93f-19d2-4d64-9584-e3e57a6d5cc9/79d97246-ed2e-11ee-8305-221e535af36b | 1 | SVF SERVICIO TECNICO - MANTENIMIENTO - REPUESTOS Quito : Av . Eloy Alfare entre Arupes y Aceitunas Telfs : 248 1377-2481378 Danko FIAT InteliLite NT AMF 20 ComAp â–· OFF MAN UT TEST Mode Mode Start 776486 Listo Operked O + O O + O 1 PE 0.00 Horn Fault Stop RPM reset reset Sin Time 0 Page Peligro Alto Voltaje Enter 1/0 1/0 A012 Light Switch EMERGENCE Alam Indication Power Switch ATENCIÃ“N No manipule el se Galaxy S20 FE generador cuando ponga en marcha 7 de diciembre de 2023 4:09 p.m. | 0 | 776486
media_file=fifield%2Fattachments%2Fb0b534743414482c9addd247d3ca241e%2Fafdd06db-404e-4c71-814b-6070dd8d6221%2FControl_Screen-9_30_45.jpeg | 0 | https://nnts.imgix.net/uploadedfiles/569ee93f-19d2-4d64-9584-e3e57a6d5cc9/PredictionImages/124b4bd4-7fa4-436e-9288-499701adceda.jpeg?expires=1711738818&or=0&s=0d75fd2f0bb5d74a4796a6b4ff31cfee | https://app.nanonets.com/#/ocr/test/569ee93f-19d2-4d64-9584-e3e57a6d5cc9/571dad39-e631-11ee-aa42-9236fffca3f7 |  | SVF SERVICIO TECNICO - MANTENIMIENTO - REPUESTOS Quito : Av . Eloy Alfare entre Arupes y Aceitunas Telfs : 248 1377-2481378 Danko FIAT InteliLite NT AMF 20 ComAp â–· OFF MAN UT TEST Mode Mode Start 776486 Listo Operked O + O O + O 1 PE 0.00 Horn Fault Stop RPM reset reset Sin Time 0 Page Peligro Alto Voltaje Enter 1/0 1/0 A012 Light Switch EMERGENCE Alam Indication Power Switch ATENCIÃ“N No manipule el se Galaxy S20 FE generador cuando ponga en marcha 7 de diciembre de 2023 4:09 p.m. |  | 776486
media_file=fifield%2Fattachments%2Fb0b534743414482c9addd247d3ca241e%2F266dd6a3-e1b6-40cc-96e8-5da5b7aafe14%2FWHATSA2-21_57_36.JPG | 0 | https://nnts.imgix.net/uploadedfiles/569ee93f-19d2-4d64-9584-e3e57a6d5cc9/PredictionImages/c50a3255-e913-476c-b68c-77620757e598.jpeg?expires=1711738818&or=0&s=db5c2b85f490ba2ab5d5c3973727f076 | https://app.nanonets.com/#/ocr/test/569ee93f-19d2-4d64-9584-e3e57a6d5cc9/095ca791-ed30-11ee-8c0c-161cfd66d21b |  | DSE Deep Sea Electronics 1446m A 28m LAUTO Made in U.K. CONTROLLER 800957 | 1446h28m | 800957 | 1446
media_file=fifield%2Fattachments%2Fb0b534743414482c9addd247d3ca241e%2F266dd6a3-e1b6-40cc-96e8-5da5b7aafe14%2FWhatsApp_Image_2023-12-21_at_10.41.52_ac639711-23_58_54.jpg | 0 | https://nnts.imgix.net/uploadedfiles/569ee93f-19d2-4d64-9584-e3e57a6d5cc9/PredictionImages/e3e38594-d34d-4768-b818-122c28dc4682.jpeg?expires=1711738818&or=0&s=3ccfca6aa901e20613e942e1969937a4 | https://app.nanonets.com/#/ocr/test/569ee93f-19d2-4d64-9584-e3e57a6d5cc9/1b7bbb00-ed30-11ee-8d78-161cfd66d21b | 1668 | G - 1 MCH # evo WORKING TIME TOTAL : 01361h 30m TEST ACK PARTIAL : 01361 h 30 m SING . START : 00000 h 00 m TIME AFTER AUT SERVICE : 0761 h www 222 TOTAL START - UPS 01668 ATTEMPTS : p . 08 RESET enter 800469 UNHCR B | 1361h 30m | 800469 | 1361
media_file=fifield%2Fattachments%2Fb0b534743414482c9addd247d3ca241e%2F266dd6a3-e1b6-40cc-96e8-5da5b7aafe14%2FWhatsApp_Image_2023-12-21_at_10.43.49_e91380b2-23_55_35.jpg | 0 | https://nnts.imgix.net/uploadedfiles/569ee93f-19d2-4d64-9584-e3e57a6d5cc9/PredictionImages/17d3f7ff-b981-4fac-9b3f-79c3ac56e1f8.jpeg?expires=1711738818&or=0&s=62f33d4c8161bccff866b86a45142003 | https://app.nanonets.com/#/ocr/test/569ee93f-19d2-4d64-9584-e3e57a6d5cc9/1bdb5fb9-ed30-11ee-93ad-4aca75adb6cb | 2054 | G - 2 MCH # evo WORKING TIME T TOTAL : 01511h 20m PARTIAL : 01511h 20m SING . START : 00000 h 12m TIME AFTER 0911 h SERVICE : 222 TOTAL START - UPS 02054 www ATTEMPTS : P. 08 RESET 800468 | 1511h 20m | 800468 | 1511
media_file=fifield%2Fattachments%2Fb0b534743414482c9addd247d3ca241e%2F266dd6a3-e1b6-40cc-96e8-5da5b7aafe14%2FWhatsApp_Image_2023-12-23_at_10.13.14_76b5c24f-0_0_6.jpg | 0 | https://nnts.imgix.net/uploadedfiles/569ee93f-19d2-4d64-9584-e3e57a6d5cc9/PredictionImages/9756916e-1e80-459b-a206-a5cbad78b2cd.jpeg?expires=1711738818&or=0&s=ff9c9105093af91a53bcc22666f856a7 | https://app.nanonets.com/#/ocr/test/569ee93f-19d2-4d64-9584-e3e57a6d5cc9/1c30916e-ed30-11ee-8d7f-161cfd66d21b |  | 801111 UNHCR AUTO CONTROLLERI |  | 801111
media_file=fifield%2Fattachments%2Fb0b534743414482c9addd247d3ca241e%2F266dd6a3-e1b6-40cc-96e8-5da5b7aafe14%2F20231210_161850-0_3_28.jpg | 0 | https://nnts.imgix.net/uploadedfiles/569ee93f-19d2-4d64-9584-e3e57a6d5cc9/PredictionImages/9bff74b9-8736-4dc2-9ecf-2e53dd18ccdb.jpeg?expires=1711738818&or=0&s=b1411febefd2bd566a919f60e0b556c6 | https://app.nanonets.com/#/ocr/test/569ee93f-19d2-4d64-9584-e3e57a6d5cc9/da059710-ed2f-11ee-919b-4aca75adb6cb |  | UNHCR B A ZHONGLING 6120U Genset Controller Alarm A OK 1/2 à­¦à­¦à­§ Running 0 5 KAIZHOU Generator Close C / O Load CIO Close Open Open FUEL METER Auto Test load Menu Start Stop Man on mm JULD ( AUTO |  | 801112
media_file=fifield%2Fattachments%2Fb0b534743414482c9addd247d3ca241e%2F266dd6a3-e1b6-40cc-96e8-5da5b7aafe14%2FTag.801113-0_9_16.jpg | 0 | https://nnts.imgix.net/uploadedfiles/569ee93f-19d2-4d64-9584-e3e57a6d5cc9/PredictionImages/872a3710-adc7-4f65-9570-5284aa135e06.jpeg?expires=1711738818&or=0&s=2eb8086fe7fa89dc3f00cbaa08f76de6 | https://app.nanonets.com/#/ocr/test/569ee93f-19d2-4d64-9584-e3e57a6d5cc9/ec36f6bd-ed2f-11ee-8b0c-161cfd66d21b |  | 801113 UNHCR AZHONGLING 6120U Genset Controller Alarm OK 1/2 Running KAIZHOU Generator Close C / O Close C / O Open Open Start FUEL METER Auto Test Menu Stop Man AUTO CONTROLLER POWE GENERATING EXCITATION CHARGEN TRANSPORTING BC CHUT DZ15-100 / 2901 G |  | 801113
media_file=fifield%2Fattachments%2Fb0b534743414482c9addd247d3ca241e%2F266dd6a3-e1b6-40cc-96e8-5da5b7aafe14%2F20231210_161931-0_13_1.jpg | 0 | https://nnts.imgix.net/uploadedfiles/569ee93f-19d2-4d64-9584-e3e57a6d5cc9/PredictionImages/27d8ad61-fc45-4885-aa74-512a054c4f12.jpeg?expires=1711738818&or=0&s=1327d85214f86b15a640a89885c78b6e | https://app.nanonets.com/#/ocr/test/569ee93f-19d2-4d64-9584-e3e57a6d5cc9/dbb664a1-ed2f-11ee-91a6-4aca75adb6cb |  | 801114 UNHCR B A ZHONGLING 6120U Genset Controller Alarm A Running OK 1/2 KAIZHOU Generator Mains Close C / O Load C / O Close Open Open Man Auto Test Menu Start FUEL METER Stop on load m AUTO I CONTROLLER |  | 801114
media_file=fifield%2Fattachments%2Fb0b534743414482c9addd247d3ca241e%2F36ba9e3d-dd1f-40af-aba8-7430c4b7cc9a%2FIMG_3627-11_1_25.jpeg | 0 | https://nnts.imgix.net/uploadedfiles/569ee93f-19d2-4d64-9584-e3e57a6d5cc9/PredictionImages/1ba66b19-bdde-43ce-96e4-7bb42ab6d3cc.jpeg?expires=1711738818&or=0&s=e7af099a07f584267366bf5388e76872 | https://app.nanonets.com/#/ocr/test/569ee93f-19d2-4d64-9584-e3e57a6d5cc9/cff801e0-ed2f-11ee-aa23-52f8dd295e24 |  | 833011 XJ0131740 UNHCR B CAT 2 H 20m 0 H + O TAUTO Stop Auto Start CUSTOMER SERVICE CD CATERPILLAR | 2h 20m | 833011 | 2
media_file=fifield%2Fattachments%2Fb0b534743414482c9addd247d3ca241e%2F36ba9e3d-dd1f-40af-aba8-7430c4b7cc9a%2FIMG_3627-11_1_25.jpeg | 0 | https://nnts.imgix.net/uploadedfiles/569ee93f-19d2-4d64-9584-e3e57a6d5cc9/PredictionImages/884296eb-3d55-44be-b7d9-e5d899ffb166.jpeg?expires=1711738818&or=0&s=837a5e780041fde64ed3ad4fcb5b7de6 | https://app.nanonets.com/#/ocr/test/569ee93f-19d2-4d64-9584-e3e57a6d5cc9/3e9914f4-e631-11ee-97a9-2268dd38f75b |  | 833011 XJ0131740 UNHCR B CAT 2 H 20m 0 H + O TAUTO Stop Auto Start CUSTOMER SERVICE CD CATERPILLAR | 2 | 833011
x518_image1.jpeg | 0 | https://nnts.imgix.net/uploadedfiles/569ee93f-19d2-4d64-9584-e3e57a6d5cc9/PredictionImages/acd02ecf-d29e-4bcf-83b1-7a8dd6a60a99.jpeg?expires=1711738818&or=0&s=784fe83a72e66de7d6e5a2a627b61a39 | https://app.nanonets.com/#/ocr/test/569ee93f-19d2-4d64-9584-e3e57a6d5cc9/7069961d-ed2e-11ee-8638-4aca75adb6cb | 694 | UNHCR Engine Run Time 1184h 44m DSE 694 start ( s ) AUTO Made in U.K. | 1184h 44m | 561295 | 1184
media_file=fifield%2Fattachments%2Fb0b534743414482c9addd247d3ca241e%2F266dd6a3-e1b6-40cc-96e8-5da5b7aafe14%2F20231221_150544-22_40_8.jpg | 0 | https://nnts.imgix.net/uploadedfiles/569ee93f-19d2-4d64-9584-e3e57a6d5cc9/PredictionImages/b252f4d5-dce0-4f1a-9479-7de374f7c6da.jpeg?expires=1711738818&or=0&s=b6489160a59a05160194cfb1c836bb6a | https://app.nanonets.com/#/ocr/test/569ee93f-19d2-4d64-9584-e3e57a6d5cc9/e29a4d7b-ed2f-11ee-8eff-221e535af36b |  | DSE Deep Sea Electronics O AUTO + Made in U.K. 801064 UNHCR B |  | 801064
media_file=fifield%2Fattachments%2Fb0b534743414482c9addd247d3ca241e%2F6cbb2f57-17b1-4c7a-9788-758c834fd5b4%2FWhatsApp_Image_2023-12-19_at_12.54.45_fb543d12-12_5_31.jpg | 0 | https://nnts.imgix.net/uploadedfiles/569ee93f-19d2-4d64-9584-e3e57a6d5cc9/PredictionImages/75713b6b-4623-49f7-95d4-bfeab2b0c334.jpeg?expires=1711738818&or=0&s=5a7a3e81adebc6c3b254a2ff8ce9728b | https://app.nanonets.com/#/ocr/test/569ee93f-19d2-4d64-9584-e3e57a6d5cc9/da1530ac-ed30-11ee-96cb-161cfd66d21b |  | 1 Aydan uzun aore jeneratoron kullanilmaycagi durumlarda jeneratorler kullanma kilavuzunda belirtildigi sekilde depolanmalidir . 1 Aydan uzun sureli jeneratoro kullanmadiginiz zaman jenerator calistirilirken kullanma kilavuzundaki onlemler alinmalidir . When the genset will not be used for over a month , it must be stored according to recommendations which are given in manual Anytime your genset is not used for over a month , during first start please comply recommendations that are given in manual ETK - 311 DSE Deep Sea Electronics 759h 15 1 AUTO Made in U.K. 800940 UNHCR GENERATING CITY ELECTRICITY aksa POWER GENERATION | 759h 15m | 800940 | 759
media_file=fifield%2Fattachments%2Fb0b534743414482c9addd247d3ca241e%2F6cbb2f57-17b1-4c7a-9788-758c834fd5b4%2FWhatsApp_Image_2023-12-19_at_12.54.45_fb543d12-12_5_31.jpg | 0 | https://nnts.imgix.net/uploadedfiles/569ee93f-19d2-4d64-9584-e3e57a6d5cc9/PredictionImages/dd91f80a-7df2-4a7c-b8f4-a0cff6abdd55.jpeg?expires=1711738818&or=0&s=ad7f2d66fa46ce6117570e210811db4b | https://app.nanonets.com/#/ocr/test/569ee93f-19d2-4d64-9584-e3e57a6d5cc9/47baf314-ed30-11ee-90e2-161cfd66d21b |  | 1 Aydan uzun aore jeneratoron kullanilmaycagi durumlarda jeneratorler kullanma kilavuzunda belirtildigi sekilde depolanmalidir . 1 Aydan uzun sureli jeneratoro kullanmadiginiz zaman jenerator calistirilirken kullanma kilavuzundaki onlemler alinmalidir . When the genset will not be used for over a month , it must be stored according to recommendations which are given in manual Anytime your genset is not used for over a month , during first start please comply recommendations that are given in manual ETK - 311 DSE Deep Sea Electronics 759h 15 1 AUTO Made in U.K. 800940 UNHCR GENERATING CITY ELECTRICITY aksa POWER GENERATION | 759h15m | 800940 | 759
media_file=fifield%2Fattachments%2Fb0b534743414482c9addd247d3ca241e%2F6cbb2f57-17b1-4c7a-9788-758c834fd5b4%2F80117-12_15_18.jpg | 0 | https://nnts.imgix.net/uploadedfiles/569ee93f-19d2-4d64-9584-e3e57a6d5cc9/PredictionImages/9fc763f7-28ac-4d00-af89-a7fd690b3238.jpeg?expires=1711738818&or=0&s=078f2c34c019fba4ca5da0b1212a6865 | https://app.nanonets.com/#/ocr/test/569ee93f-19d2-4d64-9584-e3e57a6d5cc9/d2e27430-ed30-11ee-b527-52f8dd295e24 |  | DSE Deep Sea Electronics 920 h 14M ( 0 ) 1 O AUTO Made in U.K. + 801117 UNHCR GENERATING CITTERCORNICITY POW | 920h14m | 801117 | 920
media_file=fifield%2Fattachments%2Fb0b534743414482c9addd247d3ca241e%2F6cbb2f57-17b1-4c7a-9788-758c834fd5b4%2F80117-12_15_18.jpg | 0 | https://nnts.imgix.net/uploadedfiles/569ee93f-19d2-4d64-9584-e3e57a6d5cc9/PredictionImages/ea9d8ca0-1e14-48b8-90dc-01cbe0b8bda8.jpeg?expires=1711738818&or=0&s=7e8b73ec78e8e43761f9ef685891bb03 | https://app.nanonets.com/#/ocr/test/569ee93f-19d2-4d64-9584-e3e57a6d5cc9/42b2cc7b-ed30-11ee-95ff-221e535af36b |  | DSE Deep Sea Electronics 920 h 14M ( 0 ) 1 O AUTO Made in U.K. + 801117 UNHCR GENERATING CITTERCORNICITY POW | 920h14m | 801117 | 920
media_file=fifield%2Fattachments%2Fb0b534743414482c9addd247d3ca241e%2F6cbb2f57-17b1-4c7a-9788-758c834fd5b4%2F801118-12_16_26.jpg | 0 | https://nnts.imgix.net/uploadedfiles/569ee93f-19d2-4d64-9584-e3e57a6d5cc9/PredictionImages/293d5a11-1cf8-47b2-9288-6d7c867e1965.jpeg?expires=1711738818&or=0&s=6f0197b58ac61970a4e797fe7949dd23 | https://app.nanonets.com/#/ocr/test/569ee93f-19d2-4d64-9584-e3e57a6d5cc9/d552cc75-ed30-11ee-b52c-52f8dd295e24 |  | DSE Deep Sea Electronics 1466t 13m 10+ AUTO . Made in U.K. 801118 UNHCR B ELECTRICITY POW GENERATING CITY | 1466h13m | 801118 | 1466
media_file=fifield%2Fattachments%2Fb0b534743414482c9addd247d3ca241e%2F6cbb2f57-17b1-4c7a-9788-758c834fd5b4%2F801118-12_16_26.jpg | 0 | https://nnts.imgix.net/uploadedfiles/569ee93f-19d2-4d64-9584-e3e57a6d5cc9/PredictionImages/58166ec1-86a0-43fc-9886-812b6ca2ad96.jpeg?expires=1711738818&or=0&s=2367b9d678e32abcbef51786333493e3 | https://app.nanonets.com/#/ocr/test/569ee93f-19d2-4d64-9584-e3e57a6d5cc9/440f3466-ed30-11ee-965c-4aca75adb6cb |  | DSE Deep Sea Electronics 1466t 13m 10+ AUTO . Made in U.K. 801118 UNHCR B ELECTRICITY POW GENERATING CITY | 1466h13m | 801118 | 1466
media_file=fifield%2Fattachments%2Fb0b534743414482c9addd247d3ca241e%2F6cbb2f57-17b1-4c7a-9788-758c834fd5b4%2F801120-12_18_42.jpg | 0 | https://nnts.imgix.net/uploadedfiles/569ee93f-19d2-4d64-9584-e3e57a6d5cc9/PredictionImages/ccb53ada-f227-4c57-8382-611123078bd0.jpeg?expires=1711738818&or=0&s=4f2fbae055e5699b5cefb3c81112daba | https://app.nanonets.com/#/ocr/test/569ee93f-19d2-4d64-9584-e3e57a6d5cc9/d629b1bb-ed30-11ee-9b7c-221e535af36b |  | DSE Deep Sea Electronics 757h 58m AUTO Made in U.K. I 801120 UNHCR B PARA GENERATING CITY ELECTRICITY POWE IWER | 757h 58m | 801120 | 757
media_file=fifield%2Fattachments%2Fb0b534743414482c9addd247d3ca241e%2F6cbb2f57-17b1-4c7a-9788-758c834fd5b4%2F801120-12_18_42.jpg | 0 | https://nnts.imgix.net/uploadedfiles/569ee93f-19d2-4d64-9584-e3e57a6d5cc9/PredictionImages/d49c52a9-b197-4891-88e0-9192bcba2b84.jpeg?expires=1711738818&or=0&s=d9b6ba979418854776673f48f35d82a9 | https://app.nanonets.com/#/ocr/test/569ee93f-19d2-4d64-9584-e3e57a6d5cc9/45f7cee4-ed30-11ee-90c3-161cfd66d21b |  | DSE Deep Sea Electronics 757h 58m AUTO Made in U.K. I 801120 UNHCR B PARA GENERATING CITY ELECTRICITY POWE IWER | 757h 58m | 801120 | 757
media_file=fifield%2Fattachments%2Fb0b534743414482c9addd247d3ca241e%2F6cbb2f57-17b1-4c7a-9788-758c834fd5b4%2F80119-12_17_39.jpg | 0 | https://nnts.imgix.net/uploadedfiles/569ee93f-19d2-4d64-9584-e3e57a6d5cc9/PredictionImages/94c6867f-0354-42f0-b761-83b3223c9437.jpeg?expires=1711738818&or=0&s=9331d8630114e6f2f334aedbabd2ead3 | https://app.nanonets.com/#/ocr/test/569ee93f-19d2-4d64-9584-e3e57a6d5cc9/d3ddd67d-ed30-11ee-a03c-4e69b49d15d5 |  | 792h A 33. O AUTO Made in U.K. ) W ( 801119 UNHCR B ATING CITY | 792h33m | 801119 | 792
media_file=fifield%2Fattachments%2Fb0b534743414482c9addd247d3ca241e%2F6cbb2f57-17b1-4c7a-9788-758c834fd5b4%2F80119-12_17_39.jpg | 0 | https://nnts.imgix.net/uploadedfiles/569ee93f-19d2-4d64-9584-e3e57a6d5cc9/PredictionImages/d59d86e9-0c43-4788-a8ba-5fc21d657182.jpeg?expires=1711738818&or=0&s=5477e46d7bdb45fe74952f97da81fb75 | https://app.nanonets.com/#/ocr/test/569ee93f-19d2-4d64-9584-e3e57a6d5cc9/42f17cb0-ed30-11ee-9601-221e535af36b |  | 792h A 33. O AUTO Made in U.K. ) W ( 801119 UNHCR B ATING CITY | 792h33m | 801119 | 792